## Introduction
City of San Marcos Automated Stormwater Pollutant Control Worksheets
(Version 2.0)
WELCOME:
Welcome to the City of San Marcos Automated Stormwater Pollutant Control Worksheets. These worksheets may be used to demonstrate compliance with stormwater pollutant control standards set forth in the 2013 MS4 Permit for Priority Development Projects and Green Street Projects.
INSTRUCTIONS:
General: To use this workbook, navigate to each of the worksheet tabs below and populate all yellow cells with project specific information. Yellow cells require user input, white cells are locked for editing and are automatically calculated, blue cells are also locked for editing and are automatically populated based on results from previous worksheet tabs, grey cells are items that do not require user input because of previous user inputs, orange cells represent warnings where supplemental information and/or revisions may be required for compliance. The worksheets are formatted to accommodate calculations for up to 10 drainage areas and associated BMPs. Each drainage area and BMP is represented as a discrete column with corresponding user inputs and calculations appearing in the rows below. Please note that projects with more than 10 drainage areas may need to use more than one workbook to accommodate the entire project. Step 1. DCV: Provide the required inputs to determine the design capture volume for each PDP drainage area. The calculations in this worksheet determine the initial design capture volume and also apply any applicable reductions associated with site design techniques including dispersion to pervious surfaces, incorporation of tree wells, and incorporation of rain barrels. Step 2. Retention Requirements: Provide required inputs to determine the minimum retention requirements for each drainage area. Step 3. BMP Performance: Provide required inputs to determine the portion of the pollutant control performance standards that are satisfied by the proposed BMPs. Reduced Size BMP Maintenance (optional): If BMPs with a footprint of less than 3% of the effective impervious tributary are proposed, provide required inputs to determine the anticipated frequency for major BMP maintenance activities.
DISCLAIMER:
The County of San Diego has developed this tool in an effort to streamline traditionally complex efforts associated with planning, design, submittal, and review of PDPs that are subject to stormwater pollutant control requirements set forth in the 2013 MS4 Permit. The City of San Marcos has adopted this worksheet as part of its July 2025 BMP Design Manual update. While the calculations performed herein are deemed to be in compliance with Permit requirements, applicants may elect to provide their own calculations. Use of this tool is optional and the City will not be held liable for any errors or other negative impacts associated with its use. In the event that the City performs updates to these worksheets, applicants that have not established reliance on previous versions of the worksheet via discretionary approval may be required to utilize the latest version of the worksheets. A summary of version releases is included below.
QUESTIONS:
-Questions relating to this worksheet, specific projects, submittal requirements, approval process, and/or policy-related issues should be directed to the City's Land Development Division at engineeringdivision@san-marcos.net or 760-744-1050 ext. 3252
Version Notes
Version | Date | Notes/Updates
2.0 | 2018-11-05 | Version 2.0 Updates: 1. Introduction Tab: Revised introduction text to reflect process updates. 2. DCV Tab: The option to overflow BMPs to downstream drainage areas has been eliminated. 3. Retention Requirements Tab: The previous "Feasibility" tab has been renamed "Retention Requirements" and has been overhauled to align with redefined process for determining the minimum retention requirements for each drainage area. 4. BMP Performance Tab: Consolidated retention, biofiltration, and biofiltration (specialized) tabs into a single worksheet that accommodates all three BMP types by allowing the users to provide specific inputs regarding whether the BMP is vegetated vs non-vegetated, lined vs unlined, and underdrain vs no underdrain. Corrections to conditional formatting have also been made so that "warning" messages do not prevent the worksheets from performing calculations. 5. Reduced Size BMP Maintenance Tab: This replaces the previous "Biofiltration (alt ftprint)" tab. The update now includes a new land use characterization for "Steep Hillslopes" and also allows users to identify the "percentage" of each land use composition within a drainage area rather requiring more specific "effective impervious area" inputs that were causeing confusion. Finally, the result of this worksheet now calculates an anticipated major maintenance frequency rather than a minimum footprint. 6. Other Updates: Automated calculations for flow-thru treatment BMPs have been removed as it is only applicable for projects utilizing offsite alternative compliance. The previous "summary" tab has been removed and is no longer required for submittal.
1.3 | 2016-11-23 | Version 1.3 Updates: 1. Summary Sheet: Corrected conditional formatting in order to trigger a warning requiring supplemental materials be provided when specialized biofiltration is proposed. Formatting has also been updated to remove warning notification for DMAs that route flows to downstream BMPs for treatment. Formatting has been modified to more clearly require rainfall depths be entered for every DMA used. 2. Biofiltration Worksheet B.5-1: Corrected an error in calculating the "Effective Depth of Biofiltration Storage" (Line 28). When "lined" BMPs are proposed, the worksheets will now assign a gravel pore space of 0.40 to the biofiltration component of treatment rather than the 0.00 that was previously assigned in error. Please note that lined BMPs will still have a gravel pore space of 0.00 dedicated towards the retention component of treatment.
1.2 | 2016-08-25 | Version 1.2 Updates: 1. General: The worksheets have been updated to incorporate corrections, clarifications, user interface improvements, and additional features to accommodate a broader range of projects. Significant revisions include: incorporation of a discrete retention requirements for biofiltration BMPs (upon direction from the RWQCB), clarification that design infiltration rates of 0.010 in/hr or less are not required to infiltrate, introduction of additional dispersion and treatment train calculations into the DCV tab, introduction of a worksheet tab for specialized biofiltration BMPs, and clarification on warning vs error popup messages in the conditional formatting of the worksheets. 2. BMP Feasibility: Directions associated with Feasibility Categories 4 and 5 have been updated to reflect the clarified retention requirements for biofiltration BMPs. An additional line item has been added clarifying that, due to excessive drawdown times for the minimum 3" gravel storage layer below the underdrain (>120 hrs), projects with design infiltration rates ≤0.010 in/hr are not required to consider unlined biofiltration BMPs. An error in the toilet use per resident calculation has been corrected. Notes updated to indicate infiltration feasibility applies at individual DMA level. 3. DCV TAB: The tree well volume calculation has been consolidated into fewer rows for formatting purposes. A new row requiring user input for "Design Infiltration Rate Recommended by Geotechnical Engineer" has been added and is now 3 significant digits to more appropriately account for factor of safety values being applied. Note that infiltration rates are no longer required within individual BMP worksheet tabs. Calculations have been updated such that DCV reductions associated with all site design elements (dispersion areas, rain barrels, and tree wells now reduce the effective impervious area of the DMA. A new row quantifying the initial DCV retained by site design elements has also been added to the worksheet to support annual retention criteria calculations presented in the "Summary" worksheet. Additional rows have been added in order to support optional implementation of site design elements and/or structural BMPs in series. Pulldown list of available BMPs updated to reflect updated calculations. 4. Retention Tab: Previous tabs for "Infiltration" and "Biofiltration" have been consolidated into this single tab. To accommodate this consolidation, users are now required to identify whether the retention BMP is vegetated or non-vegetated and the worksheet will automatically update associated soil void ratios and surface ponding drawdown time requirements. A new line calculating the fraction of DCV retained (normalized to 36-hour drawdown curve) is now included to support annual retention criteria calculations presented in the "Summary" worksheet. 5. Biofiltration Tab: Previous tabs for "Biofiltration" and "Partial Retention" have been consolidated into a single tab. To accommodate this consolidation, users are now required to identify whether or not the BMP is impermeably lined or unlined and the worksheet will automatically update associated infiltration calculations and retention drawdown times. Consistent with requirements in the BMPDM fact sheets, a requirement for at least 3" of gravel beneath the underdrain has also been added even when the basin is impermeably lined. Retention components of lined biofiltration BMPs (evapotranspiration) are now assumed to drawdown in 120 hours rather than 36 hours. A new row has been added to characterize whether the proposed biofiltration BMP satisfies minimum annual retention criteria and issues a warning message if necessary. 6. Biofiltration (specialized) Tab: This new worksheet has been added to facilitate calculations associated with use of specialized biofiltration BMPs (proprietary or non-proprietary biofiltration BMPs which utilize specialized biofiltration elements that vary from standard biofiltration elements). The worksheet is nearly identical to the standard biofiltration tab; however, minimum geometry criteria are omitted and users may modify media filtration rates and pore storage ratios. Note that applicants proposing specialized biofiltration BMPs must also provide supplemental documentation demonstrating compliance with all Appendix F criteria. 7. Biofiltration (alt ftprint) Tab: A new row was added so applicants may identify whether a smaller footprint is being sought. If not, conditional formatting will highlight cell inputs in gray indicating no user inputs are required. A correction was made to the calculated effective impervious area used in this worksheet. 8. Flow-Thru Tab: An error in the water quality flow rate calculation, which previously applied runoff coefficient reductions twice, has been corrected. 9. Pore Space: Available pore space values have been reduced for vegetated bioretention BMPs and biofiltration BMPs to more accurately account for storage that is used under typical irrigation conditions. Pore storage for soil media is still initially 0.40; however, irrigation practices within vegetated BMPs are now assumed to reduce available pore storage to 0.25. 10. Introduction Tab: Provided additional contact information and clarified what yellow, white, blue, grey, orange, and red cell shading represents. 11. Summary Tab: Minor updates to display more relevant information and improve conditional formatting rules. New rows quantifying the percentage of "required" and "provided" annual runoff retention are now included. Required runoff retention for each drainage area is a function of the rainfall depth and design infiltration rate recommended by the Geotechnical Engineer. Provided runoff retention is a function of the degree in which site design elements and/or structural BMP elements are incorporated into the design. Refer to the Supplemental Retention Criteria for Non-Standard Biofiltration BMPs writeup for additional information. 12. Ponding Drawdown Requirements: Worksheets have been updated to conditionally allow vegetated BMP surface ponding drawdown to exceed 24 hours if certified by a landscape architect or agronomist and accepted by County staff. Worksheets do not support ponding drawdown times exceeding 96 hours due to vector concerns. 13. Conditional Formatting: Conditional formatting has been updated for all worksheets so that non-critical warnings are shaded in orange and do not produce "failed" calculation results. These orange warning messages are intended to simply indicate when supplemental information is required for compliance.
1.1 | 2016-02-18 | Final County of San Diego BMPDM Release: 1. A Project-Scale BMP Feasibility Worksheet has been added to the front of the workbook. This tab is mandatory and replaces the previous optional capture and use feasibility tab with a more comprehensive determination of the allowable BMP types. 2. Added several backend rounding functions to limit error results associated with user inputs to unnecessary decimal values. These rounding functions are not applied to sensitive inputs such as infiltration rates, rainfall depths, BMP depths, ratios, etc.) 3. Revised runoff reduction factors and methodology. Updates reflect revised runoff reduction factors resulting from updated modeling efforts. These reduction factors are now also applied to both the area being dispersed and the area serving as the dispersion area to be consistent with the modeling that was used to develop the factors. 4. Revised calculation method for drawdown times of Infiltration BMPs, Retention BMPs, and Partial Retention BMPs. This change effects calculations associated with surface ponding drawdown times and entire BMP drawdown times (including subsurface storage). This change was necessary to match the methodologies that were used to develop the referenced Percent Capture Curves from Figure B.4-1 of the BMPDM, in which drawdown times included the 6 hour storm duration.
1.0 | 2016-01-27 | Draft Worksheets Published for Public Review Period

## Step 1. DCV
Automated Worksheet B.1: Calculation of Design Capture Volume (V2.0) | [13 empty] | Reference Only Info
Category | # | Description | i | ii | iii | iv | v | vi | vii | viii | ix | x | Units | Worksheet B.1 Line Item Notes | Conditional Formatting
Standard Drainage Basin Inputs | 1 | Drainage Basin ID or Name | [10 empty] | unitless | 1. User Input from stormwater plans.
| 2 | 85th Percentile 24-hr Storm Depth | [10 empty] | inches | 2. User input from BMPDM Figure B.1-1.
| 3 | Impervious Surfaces Not Directed to Dispersion Area (C=0.90) | [10 empty] | sq-ft | 3. User Input from stormwater plans.
| 4 | Semi-Pervious Surfaces Not Serving as Dispersion Area (C=0.30) | [10 empty] | sq-ft | 4. User Input from stormwater plans.
| 5 | Engineered Pervious Surfaces Not Serving as Dispersion Area (C=0.10) | [10 empty] | sq-ft | 5. User Input from stormwater plans.
| 6 | Natural Type A Soil Not Serving as Dispersion Area (C=0.10) | [10 empty] | sq-ft | 6. User Input from stormwater plans.
| 7 | Natural Type B Soil Not Serving as Dispersion Area (C=0.14) | [10 empty] | sq-ft | 7. User Input from stormwater plans.
| 8 | Natural Type C Soil Not Serving as Dispersion Area (C=0.23) | [10 empty] | sq-ft | 8. User Input from stormwater plans.
| 9 | Natural Type D Soil Not Serving as Dispersion Area (C=0.30) | [10 empty] | sq-ft | 9. User Input from stormwater plans.
Dispersion Area, Tree Well & Rain Barrel Inputs (Optional) | 10 | Does Tributary Incorporate Dispersion, Tree Wells, and/or Rain Barrels? | No | No | No | No | No | No | No | No | No | No | yes/no | 10. User Input. Default is "No". Select Yes if any of the referenced elements are proposed.
| 11 | Impervious Surfaces Directed to Dispersion Area per SD-B (Ci=0.90) | [10 empty] | sq-ft | 11. User Input from stormwater plans. Must satisfy criteria from Fact Sheet SD-B.
| 12 | Semi-Pervious Surfaces Serving as Dispersion Area per SD-B (Ci=0.30) | [10 empty] | sq-ft | 12. User Input from stormwater plans. Must satisfy criteria from Fact Sheet SD-B.
| 13 | Engineered Pervious Surfaces Serving as Dispersion Area per SD-B (Ci=0.10) | [10 empty] | sq-ft | 13. User Input from stormwater plans. Must satisfy criteria from Fact Sheet SD-B.
| 14 | Natural Type A Soil Serving as Dispersion Area per SD-B (Ci=0.10) | [10 empty] | sq-ft | 14. User Input from stormwater plans. Must satisfy criteria from Fact Sheet SD-B.
| 15 | Natural Type B Soil Serving as Dispersion Area per SD-B (Ci=0.14) | [10 empty] | sq-ft | 15. User Input from stormwater plans. Must satisfy criteria from Fact Sheet SD-B.
| 16 | Natural Type C Soil Serving as Dispersion Area per SD-B (Ci=0.23) | [10 empty] | sq-ft | 16. User Input from stormwater plans. Must satisfy criteria from Fact Sheet SD-B.
| 17 | Natural Type D Soil Serving as Dispersion Area per SD-B (Ci=0.30) | [10 empty] | sq-ft | 17. User Input from stormwater plans. Must satisfy criteria from Fact Sheet SD-B.
| 18 | Number of Tree Wells Proposed per SD-A | [10 empty] | # | 18. User Input. Must satisfy criteria from Fact Sheet SD-A.
| 19 | Average Mature Tree Canopy Diameter | [10 empty] | ft | 19. User Input. Must satisfy criteria from Fact Sheet SD-A. Acceptable range from 0-30 feet. | Ok | Ok | Ok | Ok | Ok | Ok | Ok | Ok | Ok | Ok | Does not allow canopy larger than 30'
| 20 | Number of Rain Barrels Proposed per SD-E | [10 empty] | # | 20. User Input. Must satisfy criteria from Fact Sheet SD-E. Cannot provide more than a 25% reduction to initial DCV.
| 21 | Average Rain Barrel Size | [10 empty] | gal | 21. User Input. Must satisfy criteria from Fact Sheet SD-E. Acceptable range 0-100 gallons for generic volume reductions. | Ok | Ok | Ok | Ok | Ok | Ok | Ok | Ok | Ok | Ok | Does not allow rain barrel larger than 100 gallons
Initial Runoff Factor Calculation | 22 | Total Tributary Area | 0 | 0 | 0 | 0 | 0 | 0 | 0 | 0 | 0 | 0 | sq-ft | 22. Sum of Lines 3 through 17.
| 23 | Initial Runoff Factor for Standard Drainage Areas | 0 | 0 | 0 | 0 | 0 | 0 | 0 | 0 | 0 | 0 | unitless | 23. [0.9(Line 3) + 0.3(Line 4 + Line 9) + 0.1(Line 5 + Line 6) + 0.14(Line 7) + 0.23(Line 8)] /(Sum of Lines 3 through Line 9)
| 24 | Initial Runoff Factor for Dispersed & Dispersion Areas | 0 | 0 | 0 | 0 | 0 | 0 | 0 | 0 | 0 | 0 | unitless | 24. [0.9(Line 11) + 0.3(Line 12 + Line 17) + 0.1(Line 13 + Line 14) + 0.14(Line 15) + 0.23(Line 16)] /(Sum of Lines 11 through Line 17)
| 25 | Initial Weighted Runoff Factor | 0 | 0 | 0 | 0 | 0 | 0 | 0 | 0 | 0 | 0 | unitless | 25. [(Line 23 x (Sum of Lines 3 through 9) + Line 24 x (Sum of Lines 11 through 17)) / Line 22]
| 26 | Initial Design Capture Volume | 0 | 0 | 0 | 0 | 0 | 0 | 0 | 0 | 0 | 0 | cubic-feet | 26. (Line 2/12) x Line 22 x Line 25
Dispersion Area Adjustments | 27 | Total Impervious Area Dispersed to Pervious Surface | 0 | 0 | 0 | 0 | 0 | 0 | 0 | 0 | 0 | 0 | sq-ft | 27. Line 11
| 28 | Total Pervious Dispersion Area | 0 | 0 | 0 | 0 | 0 | 0 | 0 | 0 | 0 | 0 | sq-ft | 28. Summation of Lines 12-17.
| 29 | Ratio of Dispersed Impervious Area to Pervious Dispersion Area | n/a | n/a | n/a | n/a | n/a | n/a | n/a | n/a | n/a | n/a | ratio | 29. [Line 27 / Line 28]. If greater than 4.0 dispersion benefits are not quantified.
| 30 | Adjustment Factor for Dispersed & Dispersion Areas | 1 | 1 | 1 | 1 | 1 | 1 | 1 | 1 | 1 | 1 | ratio | 30. Lookup values from Table B.1-1 weighted with respect to distribution of dispersion areas specified in Lines 12-17.
| 31 | Runoff Factor After Dispersion Techniques | n/a | n/a | n/a | n/a | n/a | n/a | n/a | n/a | n/a | n/a | unitless | 31. [Line 23 x (Sum of Lines 3 through Line 9) + Line 24 x Line 30 x (Sum of Lines 11 through Line 17)] / Line 22
| 32 | Design Capture Volume After Dispersion Techniques | 0 | 0 | 0 | 0 | 0 | 0 | 0 | 0 | 0 | 0 | cubic-feet | 32. (Line 2/12) x Line 22 x Line 31
Tree & Barrel Adjustments | 33 | Total Tree Well Volume Reduction | 0 | 0 | 0 | 0 | 0 | 0 | 0 | 0 | 0 | 0 | cubic-feet | 33. [Line 18 x Lookup value from Section B.1.4 of BMP Design Manual]
| 34 | Total Rain Barrel Volume Reduction | 0 | 0 | 0 | 0 | 0 | 0 | 0 | 0 | 0 | 0 | cubic-feet | 34. [Line 20 x Line 21/7.48]. If Line 21>100 or Line 10 is "n/a" or "no", then this value must be zero. | Ok | Ok | Ok | Ok | Ok | Ok | Ok | Ok | Ok | Ok | Does not allow rain barrel reduction of more than 25% of DCV.
Results | 35 | Final Adjusted Runoff Factor | 0 | 0 | 0 | 0 | 0 | 0 | 0 | 0 | 0 | 0 | unitless | 35. Line 31 x [1 - ((Line 33 + Line 34)/(Line 32))]. Value must be between zero and one.
| 36 | Final Effective Tributary Area | 0 | 0 | 0 | 0 | 0 | 0 | 0 | 0 | 0 | 0 | sq-ft | 36. Line 22 x Line 35
| 37 | Initial Design Capture Volume Retained by Site Design Elements | 0 | 0 | 0 | 0 | 0 | 0 | 0 | 0 | 0 | 0 | cubic-feet | 37. [(Line 26 - Line 32) + Line 33 + Line 34]
| 38 | Final Design Capture Volume Tributary to BMP | 0 | 0 | 0 | 0 | 0 | 0 | 0 | 0 | 0 | 0 | cubic-feet | 38. [Line 26 - Line 37]. Minimum result of 0.
No Warning Messages
False
False
Note on D5: Impervious surfaces include roofs, concrete, asphalt, or pervious pavements with an impervious liner.
Note on D6: Semi-pervious surfaces include decomposed granite, cobbles, crushed aggregate, or compacted soils such as unpaved parking.
Note on D7: Engineered pervious surfaces include pervious pavements providing full retention of the 85th percentile rainfall depth, or areas with soils that have been amended and mulched per Section 86.709 of the Landscape Ordinance.
Note on D14: Dispersion areas are pervious or semi-pervious surfaces that receive runoff from impervious surfaces (C=0.90) and reduce stormwater runoff as outlined in Fact Sheet SD-B.
Note on D31: This worksheet permits a maximum impervious to pervious dispersion ratio of 4.0. Values of greater than 4.0 in this row will result in no adjustments to the runoff factor.

## Step 2. Retention Requirements
Automated Worksheet B.2: Retention Requirements (V2.0) | [13 empty] | Reference Only Info
Category | # | Description | i | ii | iii | iv | v | vi | vii | viii | ix | x | Units | Worksheet B.2 Line Item Notes | Conditional Formatting
Basic Analysis | 1 | Drainage Basin ID or Name | - | - | - | - | - | - | - | - | - | - | unitless | 1. User input from stormwater plans.
| 2 | 85th Percentile Rainfall Depth | - | - | - | - | - | - | - | - | - | - | inches | 2. User input from BMPDM Figure B.1-1.
| 3 | Predominant NRCS Soil Type Within BMP Location | [10 empty] | unitless | 3. User input from stormwater plans.
| 4 | Is proposed BMP location Restricted or Unrestricted for Infiltration Activities? | [10 empty] | unitless | 4. User input from BMPDM Section B.2.2.
| 5 | Nature of Restriction | [10 empty] | unitless | 5. User input from BMPDM Section B.2.2.
| 6 | Do Minimum Retention Requirements Apply to this Project? | Yes | Yes | Yes | Yes | Yes | Yes | Yes | Yes | Yes | Yes | yes/no | 6. Default value of "Yes" for Priority Development Projects. | Ok | Ok | Ok | Ok | Ok | Ok | Ok | Ok | Ok | Ok
| 7 | Are Habitable Structures Greater than 9 Stories Proposed? | [10 empty] | yes/no | 7. User input from BMPDM Section B.2.1. If "Yes", separate capture and use evaluation must be provided. | Ok | Ok | Ok | Ok | Ok | Ok | Ok | Ok | Ok | Ok
Advanced Analysis | 8 | Has Geotechnical Engineer Performed an Infiltration Analysis? | [10 empty] | yes/no | 8. User input from BMPDM Section B.2.3. If "Yes", geotechnical report excerpts must be provided.
| 9 | Design Infiltration Rate Recommended by Geotechnical Engineer | [10 empty] | in/hr | 9. User input from BMPDM Section B.2.3.
Result | 10 | Design Infiltration Rate Used To Determine Retention Requirements | - | - | - | - | - | - | - | - | - | - | in/hr | 10. Rates of 0.300, 0.200, 0.100, 0.025, or 0.000 for A, B, C, D, or Restricted soils respectively. Or rate from Geotechnical Engineer.
| 11 | Percent of Average Annual Runoff that Must be Retained within DMA | - | - | - | - | - | - | - | - | - | - | percentage | 11. Determined Per BMPDM Section B.2.4.
| 12 | Fraction of DCV Requiring Retention | - | - | - | - | - | - | - | - | - | - | ratio | 12. Determined Per BMPDM Section B.2.4.
| 13 | Required Retention Volume | - | - | - | - | - | - | - | - | - | - | cubic-feet | 13. Determined Per BMPDM Section B.2.4.
No Warning Messages
False
False
Note on D8: Default = "Yes". Only Green Infrastructure Projects (Green Streets) may enter "No" here.

## Step 3. BMP Performance
Automated Worksheet B.3: BMP Performance (V2.0) | [13 empty] | Reference Only Info
Category | # | Description | i | ii | iii | iv | v | vi | vii | viii | ix | x | Units | Worksheet B.3 Line Item Notes | Conditional Formatting
BMP Inputs | 1 | Drainage Basin ID or Name | - | - | - | - | - | - | - | - | - | - | sq-ft | 1. Populated per user input from Worksheet B.1.
| 2 | Design Infiltration Rate Recommended | - | - | - | - | - | - | - | - | - | - | in/hr | 2. Populated per user input from Worksheet B.1.
| 3 | Design Capture Volume Tributary to BMP | - | - | - | - | - | - | - | - | - | - | cubic-feet | 3. Populated per result of Worksheet B.1.
| 4 | Is BMP Vegetated or Unvegetated? | [10 empty] | unitless | 4. User input. Unvegetated may be permitted in full infiltration conditions and/or Green Infrastructure Projects.
| 5 | Is BMP Impermeably Lined or Unlined? | [10 empty] | unitless | 5. User input in reference to the bottom of the BMP.
| 6 | Does BMP Have an Underdrain? | [10 empty] | unitless | 6. User input.
| 7 | Does BMP Utilize Standard or Specialized Media? | [10 empty] | unitless | 7. User input. Default is "Standard" If specialized media is proposed, refer to BMPDM Sections F.1 - F.3 for guidance. | Ok | Ok | Ok | Ok | Ok | Ok | Ok | Ok | Ok | Ok | Creates a warning if specialized media is used in BMP.
| 8 | Provided Surface Area | [10 empty] | sq-ft | 8. User input. | Ok | Ok | Ok | Ok | Ok | Ok | Ok | Ok | Ok | Ok | Creates warning for BMPs <3% of effective impervious area
| 9 | Provided Surface Ponding Depth | [10 empty] | inches | 9. User input.
| 10 | Provided Soil Media Thickness | [10 empty] | inches | 10. User input, 18 inches minimum. | Ok | Ok | Ok | Ok | Ok | Ok | Ok | Ok | Ok | Ok | Creates warning if at least 18" of biofiltration media depth. Not applicable if "specialized" media used.
| 11 | Provided Gravel Thickness (Total Thickness) | [10 empty] | inches | 11. User input. Value represents the total gravel thickness above and below the underdrain.
| 12 | Underdrain Offset | [10 empty] | inches | 12. User input. Offset represents the distance between the bottom of the gravel layer to the invert of the underdrain. | Ok | Ok | Ok | Ok | Ok | Ok | Ok | Ok | Ok | Ok | Creates warning if underdrain does not have the the minimum required 3" offset. Not applicable if "specialized" media used.
| 13 | Diameter of Underdrain or Hydromod Orifice (Select Smallest) | [10 empty] | inches | 13. User input. Select underdrain diameter or hydromod orifice diameter, whatever is smallest. | Ok | Ok | Ok | Ok | Ok | Ok | Ok | Ok | Ok | Ok | Creates warning the BMP is lined and has more than 3" of gravel beneath the underdrain.
| 14 | Specialized Soil Media Filtration Rate | [10 empty] | in/hr | 14. User input. If specialized media is proposed, refer to BMPDM Sections F.1 - F.3 for guidance.
| 15 | Specialized Soil Media Pore Space for Retention | [10 empty] | unitless | 15. User input. If specialized media is proposed, refer to BMPDM Sections F.1 - F.3 for guidance.
| 16 | Specialized Soil Media Pore Space for Biofiltration | [10 empty] | unitless | 16. User input. If specialized media is proposed, refer to BMPDM Sections F.1 - F.3 for guidance.
| 17 | Specialized Gravel Media Pore Space | [10 empty] | unitless | 17. User input. If specialized media is proposed, refer to BMPDM Sections F.1 - F.3 for guidance.
Retention Calculations | 18 | Volume Infiltrated Over 6 Hour Storm | 0 | 0 | 0 | 0 | 0 | 0 | 0 | 0 | 0 | 0 | cubic-feet | 18. For unlined BMPs: Minimum of Line 3 or [Line 8 x (Line 2/12) x 6.00]. For Lined BMPs use zero.
| 19 | Ponding Pore Space Available for Retention | 1 | 1 | 1 | 1 | 1 | 1 | 1 | 1 | 1 | 1 | unitless | 19. Populated per Table B.3-1 of BMPDM. Values vary with respect to BMP elements such as vegetation, underdrain, liners.
| 20 | Soil Media Pore Space Available for Retention | 0.05 | 0.05 | 0.05 | 0.05 | 0.05 | 0.05 | 0.05 | 0.05 | 0.05 | 0.05 | unitless | 20. Populated per Table B.3-1 of BMPDM. Values vary with respect to BMP elements such as vegetation, underdrain, liners.
| 21 | Gravel Pore Space Available for Retention (Above Underdrain) | 0.4 | 0.4 | 0.4 | 0.4 | 0.4 | 0.4 | 0.4 | 0.4 | 0.4 | 0.4 | unitless | 21. Populated per Table B.3-1 of BMPDM. Values vary with respect to BMP elements such as vegetation, underdrain, liners.
| 22 | Gravel Pore Space Available for Retention (Below Underdrain) | 0.4 | 0.4 | 0.4 | 0.4 | 0.4 | 0.4 | 0.4 | 0.4 | 0.4 | 0.4 | unitless | 22. Populated per Table B.3-1 of BMPDM. Values vary with respect to BMP elements such as vegetation, underdrain, liners.
| 23 | Effective Retention Depth | 0 | 0 | 0 | 0 | 0 | 0 | 0 | 0 | 0 | 0 | inches | 23. (Line 9 x Line 19) + (Line 10 x Line 20) + ((Line 11-Line12) x Line 21) + (Line 12 x Line 22)
| 24 | Fraction of DCV Retained (Independent of Drawdown Time) | 0 | 0 | 0 | 0 | 0 | 0 | 0 | 0 | 0 | 0 | ratio | 24. [(Line 23/12) x Line 8 + Line 18 / Line 3]. Maximum value of 1.
| 25 | Calculated Retention Storage Drawdown Time | 0 | 0 | 0 | 0 | 0 | 0 | 0 | 0 | 0 | 0 | hours | 25. [Line 23 / Line 2]. Assume 120 hours for all lined biofiltration BMPs. | Ok | Ok | Ok | Ok | Ok | Ok | Ok | Ok | Ok | Ok | Creates warning if the total BMP effective depth does not draw down within 120 hours.
| 26 | Efficacy of Retention Processes | 0 | 0 | 0 | 0 | 0 | 0 | 0 | 0 | 0 | 0 | ratio | 26. Look up value from Retention Percent Capture Curves, and divide by 0.80. Maximum of 1.00.
| 27 | Volume Retained by BMP (Considering Drawdown Time) | 0 | 0 | 0 | 0 | 0 | 0 | 0 | 0 | 0 | 0 | cubic-feet | 27. Line 26 x Line 3
| 28 | Design Capture Volume Remaining for Biofiltration | 0 | 0 | 0 | 0 | 0 | 0 | 0 | 0 | 0 | 0 | cubic-feet | 28. Line 3 - Line 27
Biofiltration Calculations | 29 | Max Hydromod Flow Rate through Underdrain | 0 | 0 | 0 | 0 | 0 | 0 | 0 | 0 | 0 | 0 | cfs | 29. If flow controls are provided, calculate per orifice equation: Q=CA√2gh
| 30 | Max Soil Filtration Rate Allowed by Underdrain Orifice | 0 | 0 | 0 | 0 | 0 | 0 | 0 | 0 | 0 | 0 | in/hr | 30. If flow controls are provided, calculate as [(Line 29 x 12 x 3600)/Line 8]
| 31 | Soil Media Filtration Rate per Specifications | 5 | 5 | 5 | 5 | 5 | 5 | 5 | 5 | 5 | 5 | in/hr | 31. Default = 5.00. If specialized media is proposed, refer to BMPDM Section Sections F.1 - F.3 for guidance.
| 32 | Soil Media Filtration Rate to be used for Sizing | 0 | 0 | 0 | 0 | 0 | 0 | 0 | 0 | 0 | 0 | in/hr | 32. Minimum of Line 30 or Line 31
| 33 | Depth Biofiltered Over 6 Hour Storm | 0 | 0 | 0 | 0 | 0 | 0 | 0 | 0 | 0 | 0 | inches | 33. [Line 32 x 6]
| 34 | Ponding Pore Space Available for Biofiltration | 0 | 0 | 0 | 0 | 0 | 0 | 0 | 0 | 0 | 0 | unitless | 34. Populated per Table B.3-2 of BMPDM. Values vary with respect to BMP elements such as vegetation, underdrain, liners.
| 35 | Soil Media Pore Space Available for Biofiltration | 0.2 | 0.2 | 0.2 | 0.2 | 0.2 | 0.2 | 0.2 | 0.2 | 0.2 | 0.2 | unitless | 35. Populated per Table B.3-2 of BMPDM. Values vary with respect to BMP elements such as vegetation, underdrain, liners.
| 36 | Gravel Pore Space Available for Biofiltration (Above Underdrain) | 0.4 | 0.4 | 0.4 | 0.4 | 0.4 | 0.4 | 0.4 | 0.4 | 0.4 | 0.4 | unitless | 36. Populated per Table B.3-2 of BMPDM. Values vary with respect to BMP elements such as vegetation, underdrain, liners.
| 37 | Effective Depth of Biofiltration Storage | 0 | 0 | 0 | 0 | 0 | 0 | 0 | 0 | 0 | 0 | inches | 37. [(Line 9 x Line 34) + (Line 10 x Line 35) + ((Line 11 - Line 12) x Line 36))] | Ok | Ok | Ok | Ok | Ok | Ok | Ok | Ok | Ok | Ok | Creates warning if surface ponding does not draw down within 24 hours.
| 38 | Drawdown Time for Surface Ponding | 0 | 0 | 0 | 0 | 0 | 0 | 0 | 0 | 0 | 0 | hours | 38. For lined basins use [Line 9/Line 32]. For unlined basins use [Line 9/(Line 32 + Line 2)]
| 39 | Drawdown Time for Effective Biofiltration Depth | 0 | 0 | 0 | 0 | 0 | 0 | 0 | 0 | 0 | 0 | hours | 39. For lined basins use [Line 37/Line 32]. For unlined basins use [Line 37/(Line 32 + Line 2)]
| 40 | Total Depth Biofiltered | 0 | 0 | 0 | 0 | 0 | 0 | 0 | 0 | 0 | 0 | inches | 40. [Line 33 + Line 37]
| 41 | Option 1 - Biofilter 1.50 DCV: Target Volume | 0 | 0 | 0 | 0 | 0 | 0 | 0 | 0 | 0 | 0 | cubic-feet | 41. [1.50 x Line 28]
| 42 | Option 1 - Provided Biofiltration Volume | 0 | 0 | 0 | 0 | 0 | 0 | 0 | 0 | 0 | 0 | cubic-feet | 42. [Minimum of Line 41 or ((Line 40/12) x Line 8))]
| 43 | Option 2 - Store 0.75 DCV: Target Volume | 0 | 0 | 0 | 0 | 0 | 0 | 0 | 0 | 0 | 0 | cubic-feet | 43. [0.75 x Line 28]
| 44 | Option 2 - Provided Storage Volume | 0 | 0 | 0 | 0 | 0 | 0 | 0 | 0 | 0 | 0 | cubic-feet | 44. [Minimum of Line 43 or [(Line 37/12) x Line 8]]
| 45 | Portion of Biofiltration Performance Standard Satisfied | 0 | 0 | 0 | 0 | 0 | 0 | 0 | 0 | 0 | 0 | ratio | 45. [Maximum of (Line 42/Line 41) or (Line 44/Line 43)]
Result | 46 | Do Site Design Elements and BMPs Satisfy Annual Retention Requirements? | - | - | - | - | - | - | - | - | - | - | yes/no | 46. Yes/No. Determined per BMPDM Section B.3.5. | Ok | Ok | Ok | Ok | Ok | Ok | Ok | Ok | Ok | Ok | Creates warning if retention requirements are not satisfied at the DMA level.
| 47 | Overall Portion of Performance Standard Satisfied (BMP Efficacy Factor) | 0 | 0 | 0 | 0 | 0 | 0 | 0 | 0 | 0 | 0 | ratio | 47. [Line 26 + Line 45]. Maximum of 1.00.
| 48 | Deficit of Effectively Treated Stormwater | n/a | n/a | n/a | n/a | n/a | n/a | n/a | n/a | n/a | n/a | cubic-feet | 48. [Line 47 x Line 3] - Line 3 | Ok | Ok | Ok | Ok | Ok | Ok | Ok | Ok | Ok | Ok | Creates warning if entire treatment volume is not satisfied
No Warning Messages
False
False
False
False
False
False
False
False
Note on D6: Unvegetated BMPs only permitted for "Green Street" projects or BMPs that infiltrate the entire DCV.
Note on D7: An infiltration rate of 0.000 in/hr will be assigned to Lined Biofiltration BMPs.
Note on D15: If hydromod orifice is not proposed, input the diameter of the underdrain.
Note on D48: Incorporation of additional site design elements and/or augmenting BMP design to provide additional retention volume can assist in satisfying this requirement.

## Ref_Min Retention (hidden)
3. Interpolated Annual Capture Percentage Data | [6 empty] | 2. For Graphing Purposes (Reflecting Retention Category Thresholds) |  |  |  | 1. Determination of Retention Requirements
Design Infiltration Rate | 0.41-0.60 | 0.61-0.80 | 0.81-1.00 | 1.01-1.20 | % Annual Capture | Fraction of DCV | Rainfall Depth | Design Infiltration | Fraction of 36 hour DCV | Percent Capture | Rainfall Depth | Design Infiltration | Fraction of 36 hour DCV Retained1 | Percent Annual Capture
0 | 0.045 | 0.015 | 0.015 | 0.015 | 0% | 0 | 0.41-0.60" | 0 | 0.03 | 0.045 | 0.41-0.60" | 0 | 0.03 | 0.045
0.001 | 0.045 | 0.015 | 0.015 | 0.015 | 1.5% | 0.01 |  | 0.05 | 0.03 | 0.045 |  | 0.011 | 0.06 | 0.09
0.002 | 0.045 | 0.015 | 0.015 | 0.015 | 3% | 0.02 |  | 0.051 |  | 0.14933 |  | 0.22 | 0.33 | 0.4
0.003 | 0.045 | 0.015 | 0.015 | 0.015 | 4.6% | 0.03 |  | 0.22 | 0.33 | 0.4 | 0.61-0.80" | 0 | 0.01 | 0.015
0.004 | 0.045 | 0.015 | 0.015 | 0.015 | 6.1% | 0.04 |  | 0.5 | 0.33 | 0.4 |  | 0.011 | 0.05 | 0.075
0.005 | 0.045 | 0.015 | 0.015 | 0.015 | 7.6% | 0.05 | 0.61-0.80" | 0 | 0.01 | 0.015 |  | 0.34 | 0.33 | 0.4
0.006 | 0.045 | 0.015 | 0.015 | 0.015 | 9.1% | 0.06 |  | 0.05 | 0.01 | 0.015 | 0.81-1.00" | 0 | 0.01 | 0.015
0.007 | 0.045 | 0.015 | 0.015 | 0.015 | 10.7% | 0.07 |  | 0.051 |  | 0.11451 |  | 0.011 | 0.04 | 0.06
0.008 | 0.045 | 0.015 | 0.015 | 0.015 | 12.2% | 0.08 |  | 0.34 | 0.33 | 0.4 |  | 0.46 | 0.33 | 0.4
0.009 | 0.045 | 0.015 | 0.015 | 0.015 | 13.7% | 0.09 |  | 0.5 | 0.33 | 0.4 | 1.01-1.20" | 0 | 0.01 | 0.015
0.01 | 0.045 | 0.015 | 0.015 | 0.015 | 15.2% | 0.1 | 0.81-1.00" | 0 | 0.01 | 0.015 |  | 0.011 | 0.03 | 0.045
0.011 | 0.045 | 0.015 | 0.015 | 0.015 | 16.5% | 0.11 |  | 0.05 | 0.01 | 0.015 |  | 0.5 | 0.31 | 0.38
0.012 | 0.045 | 0.015 | 0.015 | 0.015 | 17.7% | 0.12 |  | 0.051 |  | 0.09029 | 1. Values determined by modeling the following in Biofiltration Worksheets:
0.013 | 0.045 | 0.015 | 0.015 | 0.015 | 18.9% | 0.13 |  | 0.46 | 0.33 | 0.4 |  | Rainfall Depth | Varies 0.6, 0.8, 1.0, 1.2
0.014 | 0.045 | 0.015 | 0.015 | 0.015 | 20.1% | 0.14 |  | 0.5 | 0.33 | 0.4 |  | BMP Footprint | 3% of effective tributary area (40,000 impervious tributary x 0.90 x 0.03 = 1080 sf BMP)
0.015 | 0.045 | 0.015 | 0.015 | 0.015 | 21.4% | 0.15 | 1.01-1.20" | 0 | 0.01 | 0.015 |  | Surface Ponding Depth | Varies as needed to meet drawdown requirements and fully satisfy pollutant control standard
0.016 | 0.045 | 0.015 | 0.015 | 0.015 | 22.6% | 0.16 |  | 0.05 | 0.01 | 0.015 |  | Soil Media Depth | 18"
0.017 | 0.045 | 0.015 | 0.015 | 0.015 | 23.8% | 0.17 |  | 0.051 |  | 0.072403 |  | Gravel above Underdrain | 3"
0.018 | 0.045 | 0.015 | 0.015 | 0.015 | 25.1% | 0.18 |  | 0.5 | 0.31 | 0.38 |  | Underdrain Orifice | n/a
0.019 | 0.045 | 0.015 | 0.015 | 0.015 | 26.3% | 0.19 | [5 empty] | Gravel Beneath Underdrain | 3
0.02 | 0.045 | 0.015 | 0.015 | 0.015 | 27.5% | 0.2
0.021 | 0.045 | 0.015 | 0.015 | 0.015 | 28.5% | 0.21
0.022 | 0.045 | 0.015 | 0.015 | 0.015 | 29.5% | 0.22
0.023 | 0.045 | 0.015 | 0.015 | 0.015 | 30.4% | 0.23
0.024 | 0.045 | 0.015 | 0.015 | 0.015 | 31.4% | 0.24
0.025 | 0.045 | 0.015 | 0.015 | 0.015 | 32.4% | 0.25
0.026 | 0.045 | 0.015 | 0.015 | 0.015 | 33.4% | 0.26
0.027 | 0.045 | 0.015 | 0.015 | 0.015 | 34.3% | 0.27
0.028 | 0.045 | 0.015 | 0.015 | 0.015 | 35.3% | 0.28
0.029 | 0.045 | 0.015 | 0.015 | 0.015 | 36.3% | 0.29
0.03 | 0.045 | 0.015 | 0.015 | 0.015 | 37.3% | 0.3
0.031 | 0.045 | 0.015 | 0.015 | 0.015 | 38.3% | 0.31
0.032 | 0.045 | 0.015 | 0.015 | 0.015 | 39.2% | 0.32
0.033 | 0.045 | 0.015 | 0.015 | 0.015 | 40.2% | 0.33
0.034 | 0.045 | 0.015 | 0.015 | 0.015 | 41.2% | 0.34
0.035 | 0.045 | 0.015 | 0.015 | 0.015 | 42.2% | 0.35
0.036 | 0.045 | 0.015 | 0.015 | 0.015 | 43.1% | 0.36
0.037 | 0.045 | 0.015 | 0.015 | 0.015 | 44.1% | 0.37
0.038 | 0.045 | 0.015 | 0.015 | 0.015 | 45.1% | 0.38
0.039 | 0.045 | 0.015 | 0.015 | 0.015 | 46.1% | 0.39
0.04 | 0.045 | 0.015 | 0.015 | 0.015 | 47.1% | 0.4
0.041 | 0.045 | 0.015 | 0.015 | 0.015 | 47.8% | 0.41
0.042 | 0.045 | 0.015 | 0.015 | 0.015 | 48.5% | 0.42
0.043 | 0.045 | 0.015 | 0.015 | 0.015 | 49.3% | 0.43
0.044 | 0.045 | 0.015 | 0.015 | 0.015 | 50% | 0.44
0.045 | 0.045 | 0.015 | 0.015 | 0.015 | 50.7% | 0.45
0.046 | 0.045 | 0.015 | 0.015 | 0.015 | 51.5% | 0.46
0.047 | 0.045 | 0.015 | 0.015 | 0.015 | 52.2% | 0.47
0.048 | 0.045 | 0.015 | 0.015 | 0.015 | 52.9% | 0.48
0.049 | 0.045 | 0.015 | 0.015 | 0.015 | 53.6% | 0.49
0.05 | 0.045 | 0.015 | 0.015 | 0.015 | 54.4% | 0.5
0.051 | 0.149 | 0.115 | 0.09 | 0.072 | 55.1% | 0.51
0.052 | 0.151 | 0.116 | 0.091 | 0.073 | 55.8% | 0.52
0.053 | 0.152 | 0.116 | 0.092 | 0.074 | 56.6% | 0.53
0.054 | 0.154 | 0.117 | 0.093 | 0.074 | 57.3% | 0.54
0.055 | 0.155 | 0.118 | 0.093 | 0.075 | 58% | 0.55
0.056 | 0.157 | 0.119 | 0.094 | 0.076 | 58.8% | 0.56
0.057 | 0.158 | 0.12 | 0.095 | 0.077 | 59.5% | 0.57
0.058 | 0.16 | 0.121 | 0.096 | 0.077 | 60.2% | 0.58
0.059 | 0.161 | 0.122 | 0.096 | 0.078 | 61% | 0.59
0.06 | 0.163 | 0.123 | 0.097 | 0.079 | 61.7% | 0.6
0.061 | 0.164 | 0.124 | 0.098 | 0.079 | 62.2% | 0.61
0.062 | 0.166 | 0.125 | 0.099 | 0.08 | 62.8% | 0.62
0.063 | 0.167 | 0.126 | 0.099 | 0.081 | 63.3% | 0.63
0.064 | 0.169 | 0.127 | 0.1 | 0.081 | 63.9% | 0.64
0.065 | 0.17 | 0.128 | 0.101 | 0.082 | 64.4% | 0.65
0.066 | 0.172 | 0.129 | 0.102 | 0.083 | 65% | 0.66
0.067 | 0.173 | 0.13 | 0.102 | 0.083 | 65.5% | 0.67
0.068 | 0.175 | 0.131 | 0.103 | 0.084 | 66.1% | 0.68
0.069 | 0.176 | 0.132 | 0.104 | 0.085 | 66.6% | 0.69
0.07 | 0.178 | 0.133 | 0.105 | 0.085 | 67.2% | 0.7
0.071 | 0.179 | 0.134 | 0.105 | 0.086 | 67.7% | 0.71
0.072 | 0.18 | 0.135 | 0.106 | 0.087 | 68.3% | 0.72
0.073 | 0.182 | 0.136 | 0.107 | 0.087 | 68.8% | 0.73
0.074 | 0.183 | 0.137 | 0.108 | 0.088 | 69.3% | 0.74
0.075 | 0.185 | 0.138 | 0.108 | 0.089 | 69.9% | 0.75
0.076 | 0.186 | 0.139 | 0.109 | 0.09 | 70.4% | 0.76
0.077 | 0.188 | 0.14 | 0.11 | 0.09 | 71% | 0.77
0.078 | 0.189 | 0.141 | 0.111 | 0.091 | 71.5% | 0.78
0.079 | 0.191 | 0.142 | 0.111 | 0.092 | 72.1% | 0.79
0.08 | 0.192 | 0.143 | 0.112 | 0.092 | 72.6% | 0.8
0.081 | 0.194 | 0.144 | 0.113 | 0.093 | 73% | 0.81
0.082 | 0.195 | 0.145 | 0.114 | 0.094 | 73.4% | 0.82
0.083 | 0.197 | 0.146 | 0.115 | 0.094 | 73.8% | 0.83
0.084 | 0.198 | 0.147 | 0.115 | 0.095 | 74.2% | 0.84
0.085 | 0.2 | 0.148 | 0.116 | 0.096 | 74.6% | 0.85
0.086 | 0.201 | 0.149 | 0.117 | 0.096 | 75% | 0.86
0.087 | 0.203 | 0.15 | 0.118 | 0.097 | 75.3% | 0.87
0.088 | 0.204 | 0.151 | 0.118 | 0.098 | 75.7% | 0.88
0.089 | 0.206 | 0.152 | 0.119 | 0.098 | 76.1% | 0.89
0.09 | 0.207 | 0.153 | 0.12 | 0.099 | 76.5% | 0.9
0.091 | 0.209 | 0.154 | 0.121 | 0.1 | 76.9% | 0.91
0.092 | 0.21 | 0.155 | 0.121 | 0.1 | 77.3% | 0.92
0.093 | 0.212 | 0.156 | 0.122 | 0.101 | 77.7% | 0.93
0.094 | 0.213 | 0.157 | 0.123 | 0.102 | 78.1% | 0.94
0.095 | 0.215 | 0.158 | 0.124 | 0.103 | 78.5% | 0.95
0.096 | 0.216 | 0.159 | 0.124 | 0.103 | 78.8% | 0.96
0.097 | 0.218 | 0.16 | 0.125 | 0.104 | 79.2% | 0.97
0.098 | 0.219 | 0.161 | 0.126 | 0.105 | 79.6% | 0.98
0.099 | 0.221 | 0.162 | 0.127 | 0.105 | 80% | 0.99
0.1 | 0.222 | 0.163 | 0.127 | 0.106 | 80.4% | 1
0.101 | 0.223 | 0.164 | 0.128 | 0.107 | 80.7% | 1.01
0.102 | 0.225 | 0.165 | 0.129 | 0.107 | 80.9% | 1.02
0.103 | 0.226 | 0.166 | 0.13 | 0.108 | 81.2% | 1.03
0.104 | 0.228 | 0.167 | 0.13 | 0.109 | 81.5% | 1.04
0.105 | 0.229 | 0.168 | 0.131 | 0.109 | 81.7% | 1.05
0.106 | 0.231 | 0.169 | 0.132 | 0.11 | 82% | 1.06
0.107 | 0.232 | 0.17 | 0.133 | 0.111 | 82.3% | 1.07
0.108 | 0.234 | 0.171 | 0.133 | 0.111 | 82.5% | 1.08
0.109 | 0.235 | 0.172 | 0.134 | 0.112 | 82.8% | 1.09
0.11 | 0.237 | 0.173 | 0.135 | 0.113 | 83.1% | 1.1
0.111 | 0.238 | 0.174 | 0.136 | 0.114 | 83.3% | 1.11
0.112 | 0.24 | 0.175 | 0.136 | 0.114 | 83.6% | 1.12
0.113 | 0.241 | 0.176 | 0.137 | 0.115 | 83.9% | 1.13
0.114 | 0.243 | 0.177 | 0.138 | 0.116 | 84.1% | 1.14
0.115 | 0.244 | 0.178 | 0.139 | 0.116 | 84.4% | 1.15
0.116 | 0.246 | 0.179 | 0.14 | 0.117 | 84.7% | 1.16
0.117 | 0.247 | 0.18 | 0.14 | 0.118 | 84.9% | 1.17
0.118 | 0.249 | 0.181 | 0.141 | 0.118 | 85.2% | 1.18
0.119 | 0.25 | 0.182 | 0.142 | 0.119 | 85.5% | 1.19
0.12 | 0.252 | 0.183 | 0.143 | 0.12 | 85.7% | 1.2
0.121 | 0.253 | 0.184 | 0.143 | 0.12 | 86% | 1.21
0.122 | 0.255 | 0.185 | 0.144 | 0.121 | 86.3% | 1.22
0.123 | 0.256 | 0.186 | 0.145 | 0.122 | 86.5% | 1.23
0.124 | 0.258 | 0.187 | 0.146 | 0.122 | 86.8% | 1.24
0.125 | 0.259 | 0.188 | 0.146 | 0.123 | 87.1% | 1.25
0.126 | 0.261 | 0.189 | 0.147 | 0.124 | 87.2% | 1.26
0.127 | 0.262 | 0.19 | 0.148 | 0.124 | 87.4% | 1.27
0.128 | 0.264 | 0.191 | 0.149 | 0.125 | 87.6% | 1.28
0.129 | 0.265 | 0.192 | 0.149 | 0.126 | 87.8% | 1.29
0.13 | 0.267 | 0.193 | 0.15 | 0.127 | 88% | 1.3
0.131 | 0.268 | 0.194 | 0.151 | 0.127 | 88.1% | 1.31
0.132 | 0.269 | 0.195 | 0.152 | 0.128 | 88.3% | 1.32
0.133 | 0.271 | 0.196 | 0.152 | 0.129 | 88.5% | 1.33
0.134 | 0.272 | 0.197 | 0.153 | 0.129 | 88.7% | 1.34
0.135 | 0.274 | 0.197 | 0.154 | 0.13 | 88.9% | 1.35
0.136 | 0.275 | 0.198 | 0.155 | 0.131 | 89% | 1.36
0.137 | 0.277 | 0.199 | 0.155 | 0.131 | 89.2% | 1.37
0.138 | 0.278 | 0.2 | 0.156 | 0.132 | 89.4% | 1.38
0.139 | 0.28 | 0.201 | 0.157 | 0.133 | 89.6% | 1.39
0.14 | 0.281 | 0.202 | 0.158 | 0.133 | 89.8% | 1.4
0.141 | 0.283 | 0.203 | 0.158 | 0.134 | 89.9% | 1.41
0.142 | 0.284 | 0.204 | 0.159 | 0.135 | 90.1% | 1.42
0.143 | 0.286 | 0.205 | 0.16 | 0.135 | 90.3% | 1.43
0.144 | 0.287 | 0.206 | 0.161 | 0.136 | 90.5% | 1.44
0.145 | 0.289 | 0.207 | 0.161 | 0.137 | 90.7% | 1.45
0.146 | 0.29 | 0.208 | 0.162 | 0.137 | 90.8% | 1.46
0.147 | 0.292 | 0.209 | 0.163 | 0.138 | 91% | 1.47
0.148 | 0.293 | 0.21 | 0.164 | 0.139 | 91.2% | 1.48
0.149 | 0.295 | 0.211 | 0.164 | 0.14 | 91.4% | 1.49
0.15 | 0.296 | 0.212 | 0.165 | 0.14 | 91.6% | 1.5
0.151 | 0.298 | 0.213 | 0.166 | 0.141 | 91.7% | 1.51
0.152 | 0.299 | 0.214 | 0.167 | 0.142 | 91.8% | 1.52
0.153 | 0.301 | 0.215 | 0.168 | 0.142 | 91.9% | 1.53
0.154 | 0.302 | 0.216 | 0.168 | 0.143 | 92% | 1.54
0.155 | 0.304 | 0.217 | 0.169 | 0.144 | 92.1% | 1.55
0.156 | 0.305 | 0.218 | 0.17 | 0.144 | 92.2% | 1.56
0.157 | 0.307 | 0.219 | 0.171 | 0.145 | 92.3% | 1.57
0.158 | 0.308 | 0.22 | 0.171 | 0.146 | 92.4% | 1.58
0.159 | 0.31 | 0.221 | 0.172 | 0.146 | 92.5% | 1.59
0.16 | 0.311 | 0.222 | 0.173 | 0.147 | 92.6% | 1.6
0.161 | 0.312 | 0.223 | 0.174 | 0.148 | 92.7% | 1.61
0.162 | 0.314 | 0.224 | 0.174 | 0.148 | 92.8% | 1.62
0.163 | 0.315 | 0.225 | 0.175 | 0.149 | 92.9% | 1.63
0.164 | 0.317 | 0.226 | 0.176 | 0.15 | 93% | 1.64
0.165 | 0.318 | 0.227 | 0.177 | 0.151 | 93.1% | 1.65
0.166 | 0.32 | 0.228 | 0.177 | 0.151 | 93.2% | 1.66
0.167 | 0.321 | 0.229 | 0.178 | 0.152 | 93.3% | 1.67
0.168 | 0.323 | 0.23 | 0.179 | 0.153 | 93.4% | 1.68
0.169 | 0.324 | 0.231 | 0.18 | 0.153 | 93.5% | 1.69
0.17 | 0.326 | 0.232 | 0.18 | 0.154 | 93.6% | 1.7
0.171 | 0.327 | 0.233 | 0.181 | 0.155 | 93.7% | 1.71
0.172 | 0.329 | 0.234 | 0.182 | 0.155 | 93.8% | 1.72
0.173 | 0.33 | 0.235 | 0.183 | 0.156 | 93.9% | 1.73
0.174 | 0.332 | 0.236 | 0.183 | 0.157 | 94% | 1.74
0.175 | 0.333 | 0.237 | 0.184 | 0.157 | 94.1% | 1.75
0.176 | 0.335 | 0.238 | 0.185 | 0.158 | 94.2% | 1.76
0.177 | 0.336 | 0.239 | 0.186 | 0.159 | 94.3% | 1.77
0.178 | 0.338 | 0.24 | 0.186 | 0.159 | 94.4% | 1.78
0.179 | 0.339 | 0.241 | 0.187 | 0.16 | 94.5% | 1.79
0.18 | 0.341 | 0.242 | 0.188 | 0.161 | 94.6% | 1.8
0.181 | 0.342 | 0.243 | 0.189 | 0.161 | 94.7% | 1.81
0.182 | 0.344 | 0.244 | 0.189 | 0.162 | 94.8% | 1.82
0.183 | 0.345 | 0.245 | 0.19 | 0.163 | 94.9% | 1.83
0.184 | 0.347 | 0.246 | 0.191 | 0.164 | 95% | 1.84
0.185 | 0.348 | 0.247 | 0.192 | 0.164 | 95.1% | 1.85
0.186 | 0.35 | 0.248 | 0.193 | 0.165 | 95.2% | 1.86
0.187 | 0.351 | 0.249 | 0.193 | 0.166 | 95.3% | 1.87
0.188 | 0.353 | 0.25 | 0.194 | 0.166 | 95.4% | 1.88
0.189 | 0.354 | 0.251 | 0.195 | 0.167 | 95.5% | 1.89
0.19 | 0.356 | 0.252 | 0.196 | 0.168 | 95.6% | 1.9
0.191 | 0.357 | 0.253 | 0.196 | 0.168 | 95.7% | 1.91
0.192 | 0.358 | 0.254 | 0.197 | 0.169 | 95.8% | 1.92
0.193 | 0.36 | 0.255 | 0.198 | 0.17 | 95.9% | 1.93
0.194 | 0.361 | 0.256 | 0.199 | 0.17 | 96% | 1.94
0.195 | 0.363 | 0.257 | 0.199 | 0.171 | 96.1% | 1.95
0.196 | 0.364 | 0.258 | 0.2 | 0.172 | 96.2% | 1.96
0.197 | 0.366 | 0.259 | 0.201 | 0.172 | 96.3% | 1.97
0.198 | 0.367 | 0.26 | 0.202 | 0.173 | 96.4% | 1.98
0.199 | 0.369 | 0.261 | 0.202 | 0.174 | 96.5% | 1.99
0.2 | 0.37 | 0.262 | 0.203 | 0.174 | 96.6% | 2
0.201 | 0.372 | 0.263 | 0.204 | 0.175 | 96.7% | 2.01
0.202 | 0.373 | 0.264 | 0.205 | 0.176 | 96.7% | 2.02
0.203 | 0.375 | 0.265 | 0.205 | 0.177 | 96.7% | 2.03
0.204 | 0.376 | 0.266 | 0.206 | 0.177 | 96.8% | 2.04
0.205 | 0.378 | 0.267 | 0.207 | 0.178 | 96.8% | 2.05
0.206 | 0.379 | 0.268 | 0.208 | 0.179 | 96.8% | 2.06
0.207 | 0.381 | 0.269 | 0.208 | 0.179 | 96.9% | 2.07
0.208 | 0.382 | 0.27 | 0.209 | 0.18 | 96.9% | 2.08
0.209 | 0.384 | 0.271 | 0.21 | 0.181 | 96.9% | 2.09
0.21 | 0.385 | 0.272 | 0.211 | 0.181 | 97% | 2.1
0.211 | 0.387 | 0.273 | 0.211 | 0.182 | 97% | 2.11
0.212 | 0.388 | 0.274 | 0.212 | 0.183 | 97% | 2.12
0.213 | 0.39 | 0.275 | 0.213 | 0.183 | 97% | 2.13
0.214 | 0.391 | 0.276 | 0.214 | 0.184 | 97.1% | 2.14
0.215 | 0.393 | 0.277 | 0.214 | 0.185 | 97.1% | 2.15
0.216 | 0.394 | 0.278 | 0.215 | 0.185 | 97.1% | 2.16
0.217 | 0.396 | 0.278 | 0.216 | 0.186 | 97.2% | 2.17
0.218 | 0.397 | 0.279 | 0.217 | 0.187 | 97.2% | 2.18
0.219 | 0.399 | 0.28 | 0.218 | 0.187 | 97.2% | 2.19
0.22 | 0.4 | 0.281 | 0.218 | 0.188 | 97.3% | 2.2
0.221 | 0.4 | 0.282 | 0.219 | 0.189 | 97.3% | 2.21
0.222 | 0.4 | 0.283 | 0.22 | 0.19 | 97.3% | 2.22
0.223 | 0.4 | 0.284 | 0.221 | 0.19 | 97.3% | 2.23
0.224 | 0.4 | 0.285 | 0.221 | 0.191 | 97.4% | 2.24
0.225 | 0.4 | 0.286 | 0.222 | 0.192 | 97.4% | 2.25
0.226 | 0.4 | 0.287 | 0.223 | 0.192 | 97.4% | 2.26
0.227 | 0.4 | 0.288 | 0.224 | 0.193 | 97.5% | 2.27
0.228 | 0.4 | 0.289 | 0.224 | 0.194 | 97.5% | 2.28
0.229 | 0.4 | 0.29 | 0.225 | 0.194 | 97.5% | 2.29
0.23 | 0.4 | 0.291 | 0.226 | 0.195 | 97.6% | 2.3
0.231 | 0.4 | 0.292 | 0.227 | 0.196 | 97.6% | 2.31
0.232 | 0.4 | 0.293 | 0.227 | 0.196 | 97.6% | 2.32
0.233 | 0.4 | 0.294 | 0.228 | 0.197 | 97.6% | 2.33
0.234 | 0.4 | 0.295 | 0.229 | 0.198 | 97.7% | 2.34
0.235 | 0.4 | 0.296 | 0.23 | 0.198 | 97.7% | 2.35
0.236 | 0.4 | 0.297 | 0.23 | 0.199 | 97.7% | 2.36
0.237 | 0.4 | 0.298 | 0.231 | 0.2 | 97.8% | 2.37
0.238 | 0.4 | 0.299 | 0.232 | 0.201 | 97.8% | 2.38
0.239 | 0.4 | 0.3 | 0.233 | 0.201 | 97.8% | 2.39
0.24 | 0.4 | 0.301 | 0.233 | 0.202 | 97.9% | 2.4
0.241 | 0.4 | 0.302 | 0.234 | 0.203 | 97.9% | 2.41
0.242 | 0.4 | 0.303 | 0.235 | 0.203 | 97.9% | 2.42
0.243 | 0.4 | 0.304 | 0.236 | 0.204 | 98% | 2.43
0.244 | 0.4 | 0.305 | 0.236 | 0.205 | 98% | 2.44
0.245 | 0.4 | 0.306 | 0.237 | 0.205 | 98% | 2.45
0.246 | 0.4 | 0.307 | 0.238 | 0.206 | 98% | 2.46
0.247 | 0.4 | 0.308 | 0.239 | 0.207 | 98.1% | 2.47
0.248 | 0.4 | 0.309 | 0.239 | 0.207 | 98.1% | 2.48
0.249 | 0.4 | 0.31 | 0.24 | 0.208 | 98.1% | 2.49
0.25 | 0.4 | 0.311 | 0.241 | 0.209 | 98.2% | 2.5
0.251 | 0.4 | 0.312 | 0.242 | 0.209 | 98.2% | 2.51
0.252 | 0.4 | 0.313 | 0.242 | 0.21 | 98.2% | 2.52
0.253 | 0.4 | 0.314 | 0.243 | 0.211 | 98.3% | 2.53
0.254 | 0.4 | 0.315 | 0.244 | 0.211 | 98.3% | 2.54
0.255 | 0.4 | 0.316 | 0.245 | 0.212 | 98.3% | 2.55
0.256 | 0.4 | 0.317 | 0.246 | 0.213 | 98.3% | 2.56
0.257 | 0.4 | 0.318 | 0.246 | 0.214 | 98.4% | 2.57
0.258 | 0.4 | 0.319 | 0.247 | 0.214 | 98.4% | 2.58
0.259 | 0.4 | 0.32 | 0.248 | 0.215 | 98.4% | 2.59
0.26 | 0.4 | 0.321 | 0.249 | 0.216 | 98.5% | 2.6
0.261 | 0.4 | 0.322 | 0.249 | 0.216 | 98.5% | 2.61
0.262 | 0.4 | 0.323 | 0.25 | 0.217 | 98.5% | 2.62
0.263 | 0.4 | 0.324 | 0.251 | 0.218 | 98.6% | 2.63
0.264 | 0.4 | 0.325 | 0.252 | 0.218 | 98.6% | 2.64
0.265 | 0.4 | 0.326 | 0.252 | 0.219 | 98.6% | 2.65
0.266 | 0.4 | 0.327 | 0.253 | 0.22 | 98.7% | 2.66
0.267 | 0.4 | 0.328 | 0.254 | 0.22 | 98.7% | 2.67
0.268 | 0.4 | 0.329 | 0.255 | 0.221 | 98.7% | 2.68
0.269 | 0.4 | 0.33 | 0.255 | 0.222 | 98.7% | 2.69
0.27 | 0.4 | 0.331 | 0.256 | 0.222 | 98.8% | 2.7
0.271 | 0.4 | 0.332 | 0.257 | 0.223 | 98.8% | 2.71
0.272 | 0.4 | 0.333 | 0.258 | 0.224 | 98.8% | 2.72
0.273 | 0.4 | 0.334 | 0.258 | 0.224 | 98.9% | 2.73
0.274 | 0.4 | 0.335 | 0.259 | 0.225 | 98.9% | 2.74
0.275 | 0.4 | 0.336 | 0.26 | 0.226 | 98.9% | 2.75
0.276 | 0.4 | 0.337 | 0.261 | 0.227 | 99% | 2.76
0.277 | 0.4 | 0.338 | 0.261 | 0.227 | 99% | 2.77
0.278 | 0.4 | 0.339 | 0.262 | 0.228 | 99% | 2.78
0.279 | 0.4 | 0.34 | 0.263 | 0.229 | 99% | 2.79
0.28 | 0.4 | 0.341 | 0.264 | 0.229 | 99.1% | 2.8
0.281 | 0.4 | 0.342 | 0.264 | 0.23 | 99.1% | 2.81
0.282 | 0.4 | 0.343 | 0.265 | 0.231 | 99.1% | 2.82
0.283 | 0.4 | 0.344 | 0.266 | 0.231 | 99.2% | 2.83
0.284 | 0.4 | 0.345 | 0.267 | 0.232 | 99.2% | 2.84
0.285 | 0.4 | 0.346 | 0.267 | 0.233 | 99.2% | 2.85
0.286 | 0.4 | 0.347 | 0.268 | 0.233 | 99.3% | 2.86
0.287 | 0.4 | 0.348 | 0.269 | 0.234 | 99.3% | 2.87
0.288 | 0.4 | 0.349 | 0.27 | 0.235 | 99.3% | 2.88
0.289 | 0.4 | 0.35 | 0.271 | 0.235 | 99.3% | 2.89
0.29 | 0.4 | 0.351 | 0.271 | 0.236 | 99.4% | 2.9
0.291 | 0.4 | 0.352 | 0.272 | 0.237 | 99.4% | 2.91
0.292 | 0.4 | 0.353 | 0.273 | 0.238 | 99.4% | 2.92
0.293 | 0.4 | 0.354 | 0.274 | 0.238 | 99.5% | 2.93
0.294 | 0.4 | 0.355 | 0.274 | 0.239 | 99.5% | 2.94
0.295 | 0.4 | 0.356 | 0.275 | 0.24 | 99.5% | 2.95
0.296 | 0.4 | 0.357 | 0.276 | 0.24 | 99.6% | 2.96
0.297 | 0.4 | 0.358 | 0.277 | 0.241 | 99.6% | 2.97
0.298 | 0.4 | 0.359 | 0.277 | 0.242 | 99.6% | 2.98
0.299 | 0.4 | 0.359 | 0.278 | 0.242 | 99.7% | 2.99
0.3 | 0.4 | 0.36 | 0.279 | 0.243 | 99.7% | 3
0.301 | 0.4 | 0.361 | 0.28 | 0.244
0.302 | 0.4 | 0.362 | 0.28 | 0.244
0.303 | 0.4 | 0.363 | 0.281 | 0.245
0.304 | 0.4 | 0.364 | 0.282 | 0.246
0.305 | 0.4 | 0.365 | 0.283 | 0.246
0.306 | 0.4 | 0.366 | 0.283 | 0.247
0.307 | 0.4 | 0.367 | 0.284 | 0.248
0.308 | 0.4 | 0.368 | 0.285 | 0.248
0.309 | 0.4 | 0.369 | 0.286 | 0.249
0.31 | 0.4 | 0.37 | 0.286 | 0.25
0.311 | 0.4 | 0.371 | 0.287 | 0.251
0.312 | 0.4 | 0.372 | 0.288 | 0.251
0.313 | 0.4 | 0.373 | 0.289 | 0.252
0.314 | 0.4 | 0.374 | 0.289 | 0.253
0.315 | 0.4 | 0.375 | 0.29 | 0.253
0.316 | 0.4 | 0.376 | 0.291 | 0.254
0.317 | 0.4 | 0.377 | 0.292 | 0.255
0.318 | 0.4 | 0.378 | 0.292 | 0.255
0.319 | 0.4 | 0.379 | 0.293 | 0.256
0.32 | 0.4 | 0.38 | 0.294 | 0.257
0.321 | 0.4 | 0.381 | 0.295 | 0.257
0.322 | 0.4 | 0.382 | 0.296 | 0.258
0.323 | 0.4 | 0.383 | 0.296 | 0.259
0.324 | 0.4 | 0.384 | 0.297 | 0.259
0.325 | 0.4 | 0.385 | 0.298 | 0.26
0.326 | 0.4 | 0.386 | 0.299 | 0.261
0.327 | 0.4 | 0.387 | 0.299 | 0.261
0.328 | 0.4 | 0.388 | 0.3 | 0.262
0.329 | 0.4 | 0.389 | 0.301 | 0.263
0.33 | 0.4 | 0.39 | 0.302 | 0.264
0.331 | 0.4 | 0.391 | 0.302 | 0.264
0.332 | 0.4 | 0.392 | 0.303 | 0.265
0.333 | 0.4 | 0.393 | 0.304 | 0.266
0.334 | 0.4 | 0.394 | 0.305 | 0.266
0.335 | 0.4 | 0.395 | 0.305 | 0.267
0.336 | 0.4 | 0.396 | 0.306 | 0.268
0.337 | 0.4 | 0.397 | 0.307 | 0.268
0.338 | 0.4 | 0.398 | 0.308 | 0.269
0.339 | 0.4 | 0.399 | 0.308 | 0.27
0.34 | 0.4 | 0.4 | 0.309 | 0.27
0.341 | 0.4 | 0.4 | 0.31 | 0.271
0.342 | 0.4 | 0.4 | 0.311 | 0.272
0.343 | 0.4 | 0.4 | 0.311 | 0.272
0.344 | 0.4 | 0.4 | 0.312 | 0.273
0.345 | 0.4 | 0.4 | 0.313 | 0.274
0.346 | 0.4 | 0.4 | 0.314 | 0.274
0.347 | 0.4 | 0.4 | 0.314 | 0.275
0.348 | 0.4 | 0.4 | 0.315 | 0.276
0.349 | 0.4 | 0.4 | 0.316 | 0.277
0.35 | 0.4 | 0.4 | 0.317 | 0.277
0.351 | 0.4 | 0.4 | 0.317 | 0.278
0.352 | 0.4 | 0.4 | 0.318 | 0.279
0.353 | 0.4 | 0.4 | 0.319 | 0.279
0.354 | 0.4 | 0.4 | 0.32 | 0.28
0.355 | 0.4 | 0.4 | 0.32 | 0.281
0.356 | 0.4 | 0.4 | 0.321 | 0.281
0.357 | 0.4 | 0.4 | 0.322 | 0.282
0.358 | 0.4 | 0.4 | 0.323 | 0.283
0.359 | 0.4 | 0.4 | 0.324 | 0.283
0.36 | 0.4 | 0.4 | 0.324 | 0.284
0.361 | 0.4 | 0.4 | 0.325 | 0.285
0.362 | 0.4 | 0.4 | 0.326 | 0.285
0.363 | 0.4 | 0.4 | 0.327 | 0.286
0.364 | 0.4 | 0.4 | 0.327 | 0.287
0.365 | 0.4 | 0.4 | 0.328 | 0.288
0.366 | 0.4 | 0.4 | 0.329 | 0.288
0.367 | 0.4 | 0.4 | 0.33 | 0.289
0.368 | 0.4 | 0.4 | 0.33 | 0.29
0.369 | 0.4 | 0.4 | 0.331 | 0.29
0.37 | 0.4 | 0.4 | 0.332 | 0.291
0.371 | 0.4 | 0.4 | 0.333 | 0.292
0.372 | 0.4 | 0.4 | 0.333 | 0.292
0.373 | 0.4 | 0.4 | 0.334 | 0.293
0.374 | 0.4 | 0.4 | 0.335 | 0.294
0.375 | 0.4 | 0.4 | 0.336 | 0.294
0.376 | 0.4 | 0.4 | 0.336 | 0.295
0.377 | 0.4 | 0.4 | 0.337 | 0.296
0.378 | 0.4 | 0.4 | 0.338 | 0.296
0.379 | 0.4 | 0.4 | 0.339 | 0.297
0.38 | 0.4 | 0.4 | 0.339 | 0.298
0.381 | 0.4 | 0.4 | 0.34 | 0.298
0.382 | 0.4 | 0.4 | 0.341 | 0.299
0.383 | 0.4 | 0.4 | 0.342 | 0.3
0.384 | 0.4 | 0.4 | 0.342 | 0.301
0.385 | 0.4 | 0.4 | 0.343 | 0.301
0.386 | 0.4 | 0.4 | 0.344 | 0.302
0.387 | 0.4 | 0.4 | 0.345 | 0.303
0.388 | 0.4 | 0.4 | 0.345 | 0.303
0.389 | 0.4 | 0.4 | 0.346 | 0.304
0.39 | 0.4 | 0.4 | 0.347 | 0.305
0.391 | 0.4 | 0.4 | 0.348 | 0.305
0.392 | 0.4 | 0.4 | 0.349 | 0.306
0.393 | 0.4 | 0.4 | 0.349 | 0.307
0.394 | 0.4 | 0.4 | 0.35 | 0.307
0.395 | 0.4 | 0.4 | 0.351 | 0.308
0.396 | 0.4 | 0.4 | 0.352 | 0.309
0.397 | 0.4 | 0.4 | 0.352 | 0.309
0.398 | 0.4 | 0.4 | 0.353 | 0.31
0.399 | 0.4 | 0.4 | 0.354 | 0.311
0.4 | 0.4 | 0.4 | 0.355 | 0.311
0.401 | 0.4 | 0.4 | 0.355 | 0.312
0.402 | 0.4 | 0.4 | 0.356 | 0.313
0.403 | 0.4 | 0.4 | 0.357 | 0.314
0.404 | 0.4 | 0.4 | 0.358 | 0.314
0.405 | 0.4 | 0.4 | 0.358 | 0.315
0.406 | 0.4 | 0.4 | 0.359 | 0.316
0.407 | 0.4 | 0.4 | 0.36 | 0.316
0.408 | 0.4 | 0.4 | 0.361 | 0.317
0.409 | 0.4 | 0.4 | 0.361 | 0.318
0.41 | 0.4 | 0.4 | 0.362 | 0.318
0.411 | 0.4 | 0.4 | 0.363 | 0.319
0.412 | 0.4 | 0.4 | 0.364 | 0.32
0.413 | 0.4 | 0.4 | 0.364 | 0.32
0.414 | 0.4 | 0.4 | 0.365 | 0.321
0.415 | 0.4 | 0.4 | 0.366 | 0.322
0.416 | 0.4 | 0.4 | 0.367 | 0.322
0.417 | 0.4 | 0.4 | 0.367 | 0.323
0.418 | 0.4 | 0.4 | 0.368 | 0.324
0.419 | 0.4 | 0.4 | 0.369 | 0.325
0.42 | 0.4 | 0.4 | 0.37 | 0.325
0.421 | 0.4 | 0.4 | 0.37 | 0.326
0.422 | 0.4 | 0.4 | 0.371 | 0.327
0.423 | 0.4 | 0.4 | 0.372 | 0.327
0.424 | 0.4 | 0.4 | 0.373 | 0.328
0.425 | 0.4 | 0.4 | 0.373 | 0.329
0.426 | 0.4 | 0.4 | 0.374 | 0.329
0.427 | 0.4 | 0.4 | 0.375 | 0.33
0.428 | 0.4 | 0.4 | 0.376 | 0.331
0.429 | 0.4 | 0.4 | 0.377 | 0.331
0.43 | 0.4 | 0.4 | 0.377 | 0.332
0.431 | 0.4 | 0.4 | 0.378 | 0.333
0.432 | 0.4 | 0.4 | 0.379 | 0.333
0.433 | 0.4 | 0.4 | 0.38 | 0.334
0.434 | 0.4 | 0.4 | 0.38 | 0.335
0.435 | 0.4 | 0.4 | 0.381 | 0.335
0.436 | 0.4 | 0.4 | 0.382 | 0.336
0.437 | 0.4 | 0.4 | 0.383 | 0.337
0.438 | 0.4 | 0.4 | 0.383 | 0.338
0.439 | 0.4 | 0.4 | 0.384 | 0.338
0.44 | 0.4 | 0.4 | 0.385 | 0.339
0.441 | 0.4 | 0.4 | 0.386 | 0.34
0.442 | 0.4 | 0.4 | 0.386 | 0.34
0.443 | 0.4 | 0.4 | 0.387 | 0.341
0.444 | 0.4 | 0.4 | 0.388 | 0.342
0.445 | 0.4 | 0.4 | 0.389 | 0.342
0.446 | 0.4 | 0.4 | 0.389 | 0.343
0.447 | 0.4 | 0.4 | 0.39 | 0.344
0.448 | 0.4 | 0.4 | 0.391 | 0.344
0.449 | 0.4 | 0.4 | 0.392 | 0.345
0.45 | 0.4 | 0.4 | 0.392 | 0.346
0.451 | 0.4 | 0.4 | 0.393 | 0.346
0.452 | 0.4 | 0.4 | 0.394 | 0.347
0.453 | 0.4 | 0.4 | 0.395 | 0.348
0.454 | 0.4 | 0.4 | 0.395 | 0.348
0.455 | 0.4 | 0.4 | 0.396 | 0.349
0.456 | 0.4 | 0.4 | 0.397 | 0.35
0.457 | 0.4 | 0.4 | 0.398 | 0.351
0.458 | 0.4 | 0.4 | 0.398 | 0.351
0.459 | 0.4 | 0.4 | 0.399 | 0.352
0.46 | 0.4 | 0.4 | 0.4 | 0.353
0.461 | 0.4 | 0.4 | 0.4 | 0.353
0.462 | 0.4 | 0.4 | 0.4 | 0.354
0.463 | 0.4 | 0.4 | 0.4 | 0.355
0.464 | 0.4 | 0.4 | 0.4 | 0.355
0.465 | 0.4 | 0.4 | 0.4 | 0.356
0.466 | 0.4 | 0.4 | 0.4 | 0.357
0.467 | 0.4 | 0.4 | 0.4 | 0.357
0.468 | 0.4 | 0.4 | 0.4 | 0.358
0.469 | 0.4 | 0.4 | 0.4 | 0.359
0.47 | 0.4 | 0.4 | 0.4 | 0.359
0.471 | 0.4 | 0.4 | 0.4 | 0.36
0.472 | 0.4 | 0.4 | 0.4 | 0.361
0.473 | 0.4 | 0.4 | 0.4 | 0.362
0.474 | 0.4 | 0.4 | 0.4 | 0.362
0.475 | 0.4 | 0.4 | 0.4 | 0.363
0.476 | 0.4 | 0.4 | 0.4 | 0.364
0.477 | 0.4 | 0.4 | 0.4 | 0.364
0.478 | 0.4 | 0.4 | 0.4 | 0.365
0.479 | 0.4 | 0.4 | 0.4 | 0.366
0.48 | 0.4 | 0.4 | 0.4 | 0.366
0.481 | 0.4 | 0.4 | 0.4 | 0.367
0.482 | 0.4 | 0.4 | 0.4 | 0.368
0.483 | 0.4 | 0.4 | 0.4 | 0.368
0.484 | 0.4 | 0.4 | 0.4 | 0.369
0.485 | 0.4 | 0.4 | 0.4 | 0.37
0.486 | 0.4 | 0.4 | 0.4 | 0.37
0.487 | 0.4 | 0.4 | 0.4 | 0.371
0.488 | 0.4 | 0.4 | 0.4 | 0.372
0.489 | 0.4 | 0.4 | 0.4 | 0.372
0.49 | 0.4 | 0.4 | 0.4 | 0.373
0.491 | 0.4 | 0.4 | 0.4 | 0.374
0.492 | 0.4 | 0.4 | 0.4 | 0.375
0.493 | 0.4 | 0.4 | 0.4 | 0.375
0.494 | 0.4 | 0.4 | 0.4 | 0.376
0.495 | 0.4 | 0.4 | 0.4 | 0.377
0.496 | 0.4 | 0.4 | 0.4 | 0.377
0.497 | 0.4 | 0.4 | 0.4 | 0.378
0.498 | 0.4 | 0.4 | 0.4 | 0.379
0.499 | 0.4 | 0.4 | 0.4 | 0.379
0.5 | 0.4 | 0.4 | 0.4 | 0.38
0.099
0.066
0.033
0.139
0.180
0.226
0.277
0.328
Fraction of DCV Requireing Retention

## Ref_DCV (hidden)
A1. Interpolated Tree Volume Reduction Values |  |  |  | A2. Original BMPDM Tree Volume Reduction Values
Mature Tree Canopy Diameter (ft) | Tree Credit Volume (ft3/tree) |  |  | Mature Tree Canopy Diameter (ft) | Tree Credit Volume (ft3/tree)
n/a | 0 |  |  | 0 | 0
0 | 0 |  |  | 5 | 10
1 | 2 |  |  | 10 | 40
2 | 4 |  |  | 15 | 100
3 | 6 |  |  | 20 | 180
4 | 8 |  |  | 25 | 290
5 | 10 |  |  | 30 | 420
6 | 16
7 | 22
8 | 28
9 | 34
10 | 40
11 | 52
12 | 64
13 | 76
14 | 88
15 | 100
16 | 116
17 | 132
18 | 148
19 | 164
20 | 180
21 | 202
22 | 224
23 | 246
24 | 268
25 | 290
26 | 316
27 | 342
28 | 368
29 | 394
30 | 420
B1. Are Site Design Elements such as dispersion, tree wells, and/or rain barrels used?
Yes
No
n/a
C1. Basin Drains to the Following BMP Type
Conventional BMP
Flow-Thru Device
n/a
Other
D2. Interpolated Impervious Area Adjustment Factors | [5 empty] | D1. Updated Impervious Area Adjustment Factors
Ratio imp/perv | A (C=0.10) | B (C=0.14) | C (C=0.23) | D (C=0.30) |  | Ratio | A (C=0.10) | B (C=0.14) | C (C=0.23) | D (C=0.30)
0 | 0 | 0 | 0.31 | 0.77 |  | 1 | 0 | 0 | 0.31 | 0.77
0.1 | 0 | 0 | 0.31 | 0.77 |  | 2 | 0 | 0.24 | 0.5 | 0.84
0.2 | 0 | 0 | 0.31 | 0.77 |  | 3 | 0.21 | 0.38 | 0.6 | 0.87
0.3 | 0 | 0 | 0.31 | 0.77 |  | 4 | 0.32 | 0.48 | 0.67 | 0.9
0.4 | 0 | 0 | 0.31 | 0.77
0.5 | 0 | 0 | 0.31 | 0.77
0.6 | 0 | 0 | 0.31 | 0.77
0.7 | 0 | 0 | 0.31 | 0.77
0.8 | 0 | 0 | 0.31 | 0.77
0.9 | 0 | 0 | 0.31 | 0.77
1 | 0 | 0 | 0.31 | 0.77
1.1 | 0 | 0.02 | 0.33 | 0.78
1.2 | 0 | 0.05 | 0.35 | 0.78
1.3 | 0 | 0.07 | 0.37 | 0.79
1.4 | 0 | 0.1 | 0.39 | 0.8
1.5 | 0 | 0.12 | 0.41 | 0.81
1.6 | 0 | 0.14 | 0.42 | 0.81
1.7 | 0 | 0.17 | 0.44 | 0.82
1.8 | 0 | 0.19 | 0.46 | 0.83
1.9 | 0 | 0.22 | 0.48 | 0.83
2 | 0 | 0.24 | 0.5 | 0.84
2.1 | 0.02 | 0.25 | 0.51 | 0.84
2.2 | 0.04 | 0.27 | 0.52 | 0.85
2.3 | 0.06 | 0.28 | 0.53 | 0.85
2.4 | 0.08 | 0.3 | 0.54 | 0.85
2.5 | 0.11 | 0.31 | 0.55 | 0.86
2.6 | 0.13 | 0.32 | 0.56 | 0.86
2.7 | 0.15 | 0.34 | 0.57 | 0.86
2.8 | 0.17 | 0.35 | 0.58 | 0.86
2.9 | 0.19 | 0.37 | 0.59 | 0.87
3 | 0.21 | 0.38 | 0.6 | 0.87
3.1 | 0.22 | 0.39 | 0.61 | 0.87
3.2 | 0.23 | 0.4 | 0.61 | 0.88
3.3 | 0.24 | 0.41 | 0.62 | 0.88
3.4 | 0.25 | 0.42 | 0.63 | 0.88
3.5 | 0.27 | 0.43 | 0.64 | 0.89
3.6 | 0.28 | 0.44 | 0.64 | 0.89
3.7 | 0.29 | 0.45 | 0.65 | 0.89
3.8 | 0.3 | 0.46 | 0.66 | 0.89
3.9 | 0.31 | 0.47 | 0.66 | 0.9
4 | 0.32 | 0.48 | 0.67 | 0.9
E1. Load Clog Values |  | E1. Pre-Treatment Measures
Load to clog lb/sq-ft |  | Included?
2 |  | 0
3 |  | 0.25
4 |  | 0.5
0.8
F1. Are Flows Also Directed to Stormwater Features in Downstream Drainages?
Yes
No

## Ref_Biofiltration (hidden)
| Row Labels | Biofiltration | Reference Cells
| 0 | 0 | n/a
| 0.1 | 0.1 | 0.05
| 0.2 | 0.2 | 0.1
| 0.4 | 0.4 | 0.2
| 0.6 | 0.6 | 0.3
| 0.8 | 0.8 | 0.4
| 1 | 1 | 0.5
| 1.25 | 1.25 | 0.6
| 1.5 | 1.5 | 0.7
0.8
0.9
1
1.1
1.2
1.3
1.4
1.5
1.6
1.7
1.8
1.9
2
2.1
2.2
2.3
2.4
2.5
2.6
2.7
2.8
2.9
3
3.1
Lined |  |  | 3.2
Unlined |  |  | 3.3
Yes |  |  | 3.4
No |  |  | 3.5
Vegetated |  |  | 3.6
Unvegetated |  |  | 3.7
Underdrain |  |  | 3.8
No Underdrain |  |  | 3.9
Standard |  |  | 4
Specialized |  |  | 4.1
4.2
4.3
4.4
4.5
4.6
4.7
4.8
4.9
5
5.1
5.2
5.3
5.4
5.5
5.6
5.7
5.8
5.9
6

## Ref_Feasibility (hidden)
NRCS Soil Type | Default Rate | SWQMP Preparer Infiltration Restrictions | Nature of Restriction | Retention Requirements Apply? | Geotechnical Engineer Field Investigation
A | 0.3 | Restricted | n/a | Yes | Yes
B | 0.2 | Unrestricted | Contam. Soil | No | No
C | 0.1 |  | Groundwater
D | 0.025 |  | Wells
Other | 0 |  | Septic/Leach
Slopes
Structures
Prop. Line
Industrial
Utilities
Structures
Fill Depths
Soil Type
Other

## Ref_Retention (hidden)
| 4. Hourly Drawdown Interpolated Provided Capture Data Points | [115 empty] | 3. Fraction of DCV Interpolated Provided Capture Data Points | [8 empty] | 2. Provided Capture Data Points (Percent Capture Divided by 0.80) | [8 empty] | 1. Original Percent Capture Data from BMPDM (Not Divided by 0.80)
| Fraction of DCV | 6 | 7 | 8 | 9 | 10 | 11 | 12 | 13 | 14 | 15 | 16 | 17 | 18 | 19 | 20 | 21 | 22 | 23 | 24 | 25 | 26 | 27 | 28 | 29 | 30 | 31 | 32 | 33 | 34 | 35 | 36 | 37 | 38 | 39 | 40 | 41 | 42 | 43 | 44 | 45 | 46 | 47 | 48 | 49 | 50 | 51 | 52 | 53 | 54 | 55 | 56 | 57 | 58 | 59 | 60 | 61 | 62 | 63 | 64 | 65 | 66 | 67 | 68 | 69 | 70 | 71 | 72 | 73 | 74 | 75 | 76 | 77 | 78 | 79 | 80 | 81 | 82 | 83 | 84 | 85 | 86 | 87 | 88 | 89 | 90 | 91 | 92 | 93 | 94 | 95 | 96 | 97 | 98 | 99 | 100 | 101 | 102 | 103 | 104 | 105 | 106 | 107 | 108 | 109 | 110 | 111 | 112 | 113 | 114 | 115 | 116 | 117 | 118 | 119 | 120 | Fraction of DCV | 6 | 12 | 24 | 36 | 48 | 72 | 96 | 120 | Fraction of DCV | 6 | 12 | 24 | 36 | 48 | 72 | 96 | 120 | Gauge | Fraction of DCV | 6 | 12 | 24 | 36 | 48 | 72 | 96 | 120
| 0 | 0 | 0 | 0 | 0 | 0 | 0 | 0 | 0 | 0 | 0 | 0 | 0 | 0 | 0 | 0 | 0 | 0 | 0 | 0 | 0 | 0 | 0 | 0 | 0 | 0 | 0 | 0 | 0 | 0 | 0 | 0 | 0 | 0 | 0 | 0 | 0 | 0 | 0 | 0 | 0 | 0 | 0 | 0 | 0 | 0 | 0 | 0 | 0 | 0 | 0 | 0 | 0 | 0 | 0 | 0 | 0 | 0 | 0 | 0 | 0 | 0 | 0 | 0 | 0 | 0 | 0 | 0 | 0 | 0 | 0 | 0 | 0 | 0 | 0 | 0 | 0 | 0 | 0 | 0 | 0 | 0 | 0 | 0 | 0 | 0 | 0 | 0 | 0 | 0 | 0 | 0 | 0 | 0 | 0 | 0 | 0 | 0 | 0 | 0 | 0 | 0 | 0 | 0 | 0 | 0 | 0 | 0 | 0 | 0 | 0 | 0 | 0 | 0 | 0 | 0 | 0 | 0 | 0 | 0 | 0 | 0 | 0 | 0 | 0 | 0 | 0 | 0 | 0 | 0 | 0 | 0 | 0 | 0 | Wohlford | 0.1 | 0.3609 | 0.25226 | 0.18153 | 0.15238 | 0.13592 | 0.11681 | 0.10509 | 0.09664
| 0.01 | 0.045113 | 0.042849 | 0.040586 | 0.038322 | 0.036059 | 0.033795 | 0.031532 | 0.030795 | 0.030058 | 0.029322 | 0.028585 | 0.027848 | 0.027111 | 0.026375 | 0.025638 | 0.024901 | 0.024164 | 0.023427 | 0.022691 | 0.022387 | 0.022083 | 0.02178 | 0.021476 | 0.021173 | 0.020869 | 0.020566 | 0.020262 | 0.019958 | 0.019655 | 0.019351 | 0.019048 | 0.018876 | 0.018705 | 0.018533 | 0.018362 | 0.01819 | 0.018019 | 0.017847 | 0.017676 | 0.017504 | 0.017333 | 0.017162 | 0.01699 | 0.016891 | 0.016791 | 0.016691 | 0.016592 | 0.016492 | 0.016393 | 0.016293 | 0.016194 | 0.016094 | 0.015995 | 0.015895 | 0.015796 | 0.015696 | 0.015597 | 0.015497 | 0.015397 | 0.015298 | 0.015198 | 0.015099 | 0.014999 | 0.0149 | 0.0148 | 0.014701 | 0.014601 | 0.01454 | 0.014479 | 0.014418 | 0.014357 | 0.014296 | 0.014235 | 0.014174 | 0.014113 | 0.014052 | 0.013991 | 0.013929 | 0.013868 | 0.013807 | 0.013746 | 0.013685 | 0.013624 | 0.013563 | 0.013502 | 0.013441 | 0.01338 | 0.013319 | 0.013258 | 0.013197 | 0.013136 | 0.013092 | 0.013048 | 0.013004 | 0.01296 | 0.012916 | 0.012872 | 0.012828 | 0.012784 | 0.01274 | 0.012696 | 0.012652 | 0.012608 | 0.012564 | 0.01252 | 0.012476 | 0.012432 | 0.012388 | 0.012344 | 0.0123 | 0.012256 | 0.012212 | 0.012168 | 0.012124 | 0.01208 | 0.01 | 0.045113 | 0.031532 | 0.022691 | 0.019048 | 0.01699 | 0.014601 | 0.013136 | 0.01208 | 0.1 | 0.45113 | 0.31532 | 0.22691 | 0.19048 | 0.1699 | 0.14601 | 0.13136 | 0.1208 | Wohlford | 0.2 | 0.58914 | 0.43822 | 0.32481 | 0.27506 | 0.24653 | 0.21264 | 0.19186 | 0.17686
| 0.02 | 0.090226 | 0.085699 | 0.081172 | 0.076645 | 0.072118 | 0.067591 | 0.063064 | 0.06159 | 0.060117 | 0.058643 | 0.05717 | 0.055696 | 0.054223 | 0.052749 | 0.051275 | 0.049802 | 0.048328 | 0.046855 | 0.045381 | 0.044774 | 0.044167 | 0.04356 | 0.042953 | 0.042345 | 0.041738 | 0.041131 | 0.040524 | 0.039917 | 0.03931 | 0.038702 | 0.038095 | 0.037752 | 0.037409 | 0.037066 | 0.036724 | 0.036381 | 0.036038 | 0.035695 | 0.035352 | 0.035009 | 0.034666 | 0.034323 | 0.03398 | 0.033781 | 0.033582 | 0.033383 | 0.033184 | 0.032985 | 0.032786 | 0.032587 | 0.032388 | 0.032188 | 0.031989 | 0.03179 | 0.031591 | 0.031392 | 0.031193 | 0.030994 | 0.030795 | 0.030596 | 0.030397 | 0.030198 | 0.029999 | 0.029799 | 0.0296 | 0.029401 | 0.029202 | 0.02908 | 0.028958 | 0.028836 | 0.028714 | 0.028592 | 0.02847 | 0.028347 | 0.028225 | 0.028103 | 0.027981 | 0.027859 | 0.027737 | 0.027615 | 0.027493 | 0.02737 | 0.027248 | 0.027126 | 0.027004 | 0.026882 | 0.02676 | 0.026638 | 0.026516 | 0.026394 | 0.026271 | 0.026184 | 0.026096 | 0.026008 | 0.02592 | 0.025832 | 0.025744 | 0.025656 | 0.025568 | 0.02548 | 0.025392 | 0.025304 | 0.025216 | 0.025128 | 0.02504 | 0.024952 | 0.024864 | 0.024776 | 0.024688 | 0.0246 | 0.024512 | 0.024424 | 0.024336 | 0.024248 | 0.02416 | 0.02 | 0.090226 | 0.063064 | 0.045381 | 0.038095 | 0.03398 | 0.029202 | 0.026271 | 0.02416 | 0.2 | 0.73642 | 0.54778 | 0.40602 | 0.34383 | 0.30816 | 0.2658 | 0.23982 | 0.22107 | Wohlford | 0.4 | 0.82999 | 0.68924 | 0.54458 | 0.47059 | 0.4268 | 0.37253 | 0.33845 | 0.31359
| 0.03 | 0.13534 | 0.12855 | 0.12176 | 0.11497 | 0.10818 | 0.10139 | 0.094596 | 0.092385 | 0.090175 | 0.087965 | 0.085755 | 0.083544 | 0.081334 | 0.079124 | 0.076913 | 0.074703 | 0.072493 | 0.070282 | 0.068072 | 0.067161 | 0.06625 | 0.06534 | 0.064429 | 0.063518 | 0.062607 | 0.061697 | 0.060786 | 0.059875 | 0.058964 | 0.058054 | 0.057143 | 0.056628 | 0.056114 | 0.0556 | 0.055085 | 0.054571 | 0.054057 | 0.053542 | 0.053028 | 0.052513 | 0.051999 | 0.051485 | 0.05097 | 0.050672 | 0.050373 | 0.050074 | 0.049776 | 0.049477 | 0.049179 | 0.04888 | 0.048581 | 0.048283 | 0.047984 | 0.047685 | 0.047387 | 0.047088 | 0.04679 | 0.046491 | 0.046192 | 0.045894 | 0.045595 | 0.045296 | 0.044998 | 0.044699 | 0.044401 | 0.044102 | 0.043803 | 0.04362 | 0.043437 | 0.043254 | 0.043071 | 0.042887 | 0.042704 | 0.042521 | 0.042338 | 0.042155 | 0.041972 | 0.041788 | 0.041605 | 0.041422 | 0.041239 | 0.041056 | 0.040873 | 0.040689 | 0.040506 | 0.040323 | 0.04014 | 0.039957 | 0.039774 | 0.03959 | 0.039407 | 0.039275 | 0.039143 | 0.039011 | 0.038879 | 0.038747 | 0.038615 | 0.038483 | 0.038352 | 0.03822 | 0.038088 | 0.037956 | 0.037824 | 0.037692 | 0.03756 | 0.037428 | 0.037296 | 0.037164 | 0.037032 | 0.0369 | 0.036768 | 0.036636 | 0.036504 | 0.036372 | 0.03624 | 0.03 | 0.13534 | 0.094596 | 0.068072 | 0.057143 | 0.05097 | 0.043803 | 0.039407 | 0.03624 | 0.4 | 1.0375 | 0.86154 | 0.68072 | 0.58824 | 0.5335 | 0.46567 | 0.42306 | 0.39199 | Wohlford | 0.6 | 0.92758 | 0.82878 | 0.69807 | 0.61703 | 0.56482 | 0.49882 | 0.45748 | 0.42707
| 0.04 | 0.18045 | 0.1714 | 0.16234 | 0.15329 | 0.14424 | 0.13518 | 0.12613 | 0.12318 | 0.12023 | 0.11729 | 0.11434 | 0.11139 | 0.10845 | 0.1055 | 0.10255 | 0.099604 | 0.096657 | 0.09371 | 0.090763 | 0.089548 | 0.088334 | 0.08712 | 0.085905 | 0.084691 | 0.083477 | 0.082262 | 0.081048 | 0.079834 | 0.078619 | 0.077405 | 0.07619 | 0.075505 | 0.074819 | 0.074133 | 0.073447 | 0.072761 | 0.072075 | 0.07139 | 0.070704 | 0.070018 | 0.069332 | 0.068646 | 0.06796 | 0.067562 | 0.067164 | 0.066766 | 0.066368 | 0.06597 | 0.065571 | 0.065173 | 0.064775 | 0.064377 | 0.063979 | 0.063581 | 0.063182 | 0.062784 | 0.062386 | 0.061988 | 0.06159 | 0.061192 | 0.060793 | 0.060395 | 0.059997 | 0.059599 | 0.059201 | 0.058803 | 0.058404 | 0.05816 | 0.057916 | 0.057672 | 0.057427 | 0.057183 | 0.056939 | 0.056695 | 0.056451 | 0.056206 | 0.055962 | 0.055718 | 0.055474 | 0.055229 | 0.054985 | 0.054741 | 0.054497 | 0.054253 | 0.054008 | 0.053764 | 0.05352 | 0.053276 | 0.053031 | 0.052787 | 0.052543 | 0.052367 | 0.052191 | 0.052015 | 0.051839 | 0.051663 | 0.051487 | 0.051311 | 0.051135 | 0.050959 | 0.050783 | 0.050607 | 0.050432 | 0.050256 | 0.05008 | 0.049904 | 0.049728 | 0.049552 | 0.049376 | 0.0492 | 0.049024 | 0.048848 | 0.048672 | 0.048496 | 0.04832 | 0.04 | 0.18045 | 0.12613 | 0.090763 | 0.07619 | 0.06796 | 0.058404 | 0.052543 | 0.04832 | 0.6 | 1.1595 | 1.036 | 0.87258 | 0.77128 | 0.70603 | 0.62352 | 0.57185 | 0.53384 | Wohlford | 0.8 | 0.9713 | 0.90542 | 0.7989 | 0.72622 | 0.67174 | 0.60112 | 0.5558 | 0.52271
| 0.05 | 0.22556 | 0.21425 | 0.20293 | 0.19161 | 0.18029 | 0.16898 | 0.15766 | 0.15398 | 0.15029 | 0.14661 | 0.14292 | 0.13924 | 0.13556 | 0.13187 | 0.12819 | 0.1245 | 0.12082 | 0.11714 | 0.11345 | 0.11194 | 0.11042 | 0.1089 | 0.10738 | 0.10586 | 0.10435 | 0.10283 | 0.10131 | 0.099792 | 0.098274 | 0.096756 | 0.095238 | 0.094381 | 0.093524 | 0.092666 | 0.091809 | 0.090952 | 0.090094 | 0.089237 | 0.08838 | 0.087522 | 0.086665 | 0.085808 | 0.084951 | 0.084453 | 0.083955 | 0.083457 | 0.08296 | 0.082462 | 0.081964 | 0.081467 | 0.080969 | 0.080471 | 0.079973 | 0.079476 | 0.078978 | 0.07848 | 0.077983 | 0.077485 | 0.076987 | 0.076489 | 0.075992 | 0.075494 | 0.074996 | 0.074499 | 0.074001 | 0.073503 | 0.073005 | 0.0727 | 0.072395 | 0.07209 | 0.071784 | 0.071479 | 0.071174 | 0.070868 | 0.070563 | 0.070258 | 0.069953 | 0.069647 | 0.069342 | 0.069037 | 0.068732 | 0.068426 | 0.068121 | 0.067816 | 0.06751 | 0.067205 | 0.0669 | 0.066595 | 0.066289 | 0.065984 | 0.065679 | 0.065459 | 0.065239 | 0.065019 | 0.064799 | 0.064579 | 0.064359 | 0.064139 | 0.063919 | 0.063699 | 0.063479 | 0.063259 | 0.063039 | 0.062819 | 0.0626 | 0.06238 | 0.06216 | 0.06194 | 0.06172 | 0.0615 | 0.06128 | 0.06106 | 0.06084 | 0.06062 | 0.0604 | 0.05 | 0.22556 | 0.15766 | 0.11345 | 0.095238 | 0.084951 | 0.073005 | 0.065679 | 0.0604 | 0.8 | 1.2141 | 1.1318 | 0.99862 | 0.90777 | 0.83967 | 0.7514 | 0.69474 | 0.65338 | Wohlford | 1 | 0.98969 | 0.95016 | 0.86599 | 0.80406 | 0.75447 | 0.68264 | 0.63549 | 0.60053
| 0.06 | 0.27068 | 0.2571 | 0.24351 | 0.22993 | 0.21635 | 0.20277 | 0.18919 | 0.18477 | 0.18035 | 0.17593 | 0.17151 | 0.16709 | 0.16267 | 0.15825 | 0.15383 | 0.14941 | 0.14499 | 0.14056 | 0.13614 | 0.13432 | 0.1325 | 0.13068 | 0.12886 | 0.12704 | 0.12521 | 0.12339 | 0.12157 | 0.11975 | 0.11793 | 0.11611 | 0.11429 | 0.11326 | 0.11223 | 0.1112 | 0.11017 | 0.10914 | 0.10811 | 0.10708 | 0.10606 | 0.10503 | 0.104 | 0.10297 | 0.10194 | 0.10134 | 0.10075 | 0.10015 | 0.099552 | 0.098954 | 0.098357 | 0.09776 | 0.097163 | 0.096565 | 0.095968 | 0.095371 | 0.094774 | 0.094176 | 0.093579 | 0.092982 | 0.092385 | 0.091787 | 0.09119 | 0.090593 | 0.089996 | 0.089398 | 0.088801 | 0.088204 | 0.087607 | 0.08724 | 0.086874 | 0.086508 | 0.086141 | 0.085775 | 0.085409 | 0.085042 | 0.084676 | 0.08431 | 0.083943 | 0.083577 | 0.083211 | 0.082844 | 0.082478 | 0.082111 | 0.081745 | 0.081379 | 0.081012 | 0.080646 | 0.08028 | 0.079913 | 0.079547 | 0.079181 | 0.078814 | 0.078551 | 0.078287 | 0.078023 | 0.077759 | 0.077495 | 0.077231 | 0.076967 | 0.076703 | 0.076439 | 0.076175 | 0.075911 | 0.075647 | 0.075383 | 0.075119 | 0.074856 | 0.074592 | 0.074328 | 0.074064 | 0.0738 | 0.073536 | 0.073272 | 0.073008 | 0.072744 | 0.07248 | 0.06 | 0.27068 | 0.18919 | 0.13614 | 0.11429 | 0.10194 | 0.087607 | 0.078814 | 0.07248 | 1 | 1.2371 | 1.1877 | 1.0825 | 1.0051 | 0.94308 | 0.85331 | 0.79436 | 0.75067 | Wohlford | 1.25 | 0.99628 | 0.98059 | 0.92179 | 0.87051 | 0.83069 | 0.76442 | 0.71614 | 0.68068
| 0.07 | 0.31579 | 0.29995 | 0.2841 | 0.26826 | 0.25241 | 0.23657 | 0.22072 | 0.21557 | 0.21041 | 0.20525 | 0.20009 | 0.19494 | 0.18978 | 0.18462 | 0.17946 | 0.17431 | 0.16915 | 0.16399 | 0.15883 | 0.15671 | 0.15458 | 0.15246 | 0.15033 | 0.14821 | 0.14608 | 0.14396 | 0.14183 | 0.13971 | 0.13758 | 0.13546 | 0.13333 | 0.13213 | 0.13093 | 0.12973 | 0.12853 | 0.12733 | 0.12613 | 0.12493 | 0.12373 | 0.12253 | 0.12133 | 0.12013 | 0.11893 | 0.11823 | 0.11754 | 0.11684 | 0.11614 | 0.11545 | 0.11475 | 0.11405 | 0.11336 | 0.11266 | 0.11196 | 0.11127 | 0.11057 | 0.10987 | 0.10918 | 0.10848 | 0.10778 | 0.10709 | 0.10639 | 0.10569 | 0.10499 | 0.1043 | 0.1036 | 0.1029 | 0.10221 | 0.10178 | 0.10135 | 0.10093 | 0.1005 | 0.10007 | 0.099643 | 0.099216 | 0.098788 | 0.098361 | 0.097934 | 0.097506 | 0.097079 | 0.096652 | 0.096224 | 0.095797 | 0.095369 | 0.094942 | 0.094515 | 0.094087 | 0.09366 | 0.093232 | 0.092805 | 0.092378 | 0.09195 | 0.091642 | 0.091334 | 0.091026 | 0.090719 | 0.090411 | 0.090103 | 0.089795 | 0.089487 | 0.089179 | 0.088871 | 0.088563 | 0.088255 | 0.087947 | 0.087639 | 0.087331 | 0.087023 | 0.086716 | 0.086408 | 0.0861 | 0.085792 | 0.085484 | 0.085176 | 0.084868 | 0.08456 | 0.07 | 0.31579 | 0.22072 | 0.15883 | 0.13333 | 0.11893 | 0.10221 | 0.09195 | 0.08456 | 1.25 | 1.2453 | 1.2257 | 1.1522 | 1.0881 | 1.0384 | 0.95552 | 0.89517 | 0.85085 | Wohlford | 1.5 | 0.99993 | 0.99054 | 0.95691 | 0.9156 | 0.8812 | 0.82769 | 0.7812 | 0.74682
| 0.08 | 0.3609 | 0.34279 | 0.32469 | 0.30658 | 0.28847 | 0.27036 | 0.25226 | 0.24636 | 0.24047 | 0.23457 | 0.22868 | 0.22278 | 0.21689 | 0.211 | 0.2051 | 0.19921 | 0.19331 | 0.18742 | 0.18153 | 0.1791 | 0.17667 | 0.17424 | 0.17181 | 0.16938 | 0.16695 | 0.16452 | 0.1621 | 0.15967 | 0.15724 | 0.15481 | 0.15238 | 0.15101 | 0.14964 | 0.14827 | 0.14689 | 0.14552 | 0.14415 | 0.14278 | 0.14141 | 0.14004 | 0.13866 | 0.13729 | 0.13592 | 0.13512 | 0.13433 | 0.13353 | 0.13274 | 0.13194 | 0.13114 | 0.13035 | 0.12955 | 0.12875 | 0.12796 | 0.12716 | 0.12636 | 0.12557 | 0.12477 | 0.12398 | 0.12318 | 0.12238 | 0.12159 | 0.12079 | 0.11999 | 0.1192 | 0.1184 | 0.11761 | 0.11681 | 0.11632 | 0.11583 | 0.11534 | 0.11485 | 0.11437 | 0.11388 | 0.11339 | 0.1129 | 0.11241 | 0.11192 | 0.11144 | 0.11095 | 0.11046 | 0.10997 | 0.10948 | 0.10899 | 0.10851 | 0.10802 | 0.10753 | 0.10704 | 0.10655 | 0.10606 | 0.10557 | 0.10509 | 0.10473 | 0.10438 | 0.10403 | 0.10368 | 0.10333 | 0.10297 | 0.10262 | 0.10227 | 0.10192 | 0.10157 | 0.10121 | 0.10086 | 0.10051 | 0.10016 | 0.099807 | 0.099455 | 0.099104 | 0.098752 | 0.0984 | 0.098048 | 0.097696 | 0.097344 | 0.096992 | 0.09664 | 0.08 | 0.3609 | 0.25226 | 0.18153 | 0.15238 | 0.13592 | 0.11681 | 0.10509 | 0.09664 | 1.5 | 1.2499 | 1.2382 | 1.1961 | 1.1445 | 1.1015 | 1.0346 | 0.97651 | 0.93353 | Wohlford | 2 | 1 | 0.99821 | 0.9868 | 0.96647 | 0.94264 | 0.90681 | 0.87353 | 0.84121
| 0.09 | 0.40602 | 0.38564 | 0.36527 | 0.3449 | 0.32453 | 0.30416 | 0.28379 | 0.27716 | 0.27053 | 0.26389 | 0.25726 | 0.25063 | 0.244 | 0.23737 | 0.23074 | 0.22411 | 0.21748 | 0.21085 | 0.20422 | 0.20148 | 0.19875 | 0.19602 | 0.19329 | 0.19055 | 0.18782 | 0.18509 | 0.18236 | 0.17963 | 0.17689 | 0.17416 | 0.17143 | 0.16989 | 0.16834 | 0.1668 | 0.16526 | 0.16371 | 0.16217 | 0.16063 | 0.15908 | 0.15754 | 0.156 | 0.15445 | 0.15291 | 0.15202 | 0.15112 | 0.15022 | 0.14933 | 0.14843 | 0.14754 | 0.14664 | 0.14574 | 0.14485 | 0.14395 | 0.14306 | 0.14216 | 0.14126 | 0.14037 | 0.13947 | 0.13858 | 0.13768 | 0.13679 | 0.13589 | 0.13499 | 0.1341 | 0.1332 | 0.13231 | 0.13141 | 0.13086 | 0.13031 | 0.12976 | 0.12921 | 0.12866 | 0.12811 | 0.12756 | 0.12701 | 0.12646 | 0.12591 | 0.12537 | 0.12482 | 0.12427 | 0.12372 | 0.12317 | 0.12262 | 0.12207 | 0.12152 | 0.12097 | 0.12042 | 0.11987 | 0.11932 | 0.11877 | 0.11822 | 0.11783 | 0.11743 | 0.11703 | 0.11664 | 0.11624 | 0.11585 | 0.11545 | 0.11505 | 0.11466 | 0.11426 | 0.11387 | 0.11347 | 0.11308 | 0.11268 | 0.11228 | 0.11189 | 0.11149 | 0.1111 | 0.1107 | 0.1103 | 0.10991 | 0.10951 | 0.10912 | 0.10872 | 0.09 | 0.40602 | 0.28379 | 0.20422 | 0.17143 | 0.15291 | 0.13141 | 0.11822 | 0.10872 | 2 | 1.25 | 1.2478 | 1.2335 | 1.2081 | 1.1783 | 1.1335 | 1.0919 | 1.0515 | Wohlford | 3 | 1 | 1 | 0.99849 | 0.99684 | 0.98928 | 0.97144 | 0.95324 | 0.93845
| 0.1 | 0.45113 | 0.42849 | 0.40586 | 0.38322 | 0.36059 | 0.33795 | 0.31532 | 0.30795 | 0.30058 | 0.29322 | 0.28585 | 0.27848 | 0.27111 | 0.26375 | 0.25638 | 0.24901 | 0.24164 | 0.23427 | 0.22691 | 0.22387 | 0.22083 | 0.2178 | 0.21476 | 0.21173 | 0.20869 | 0.20566 | 0.20262 | 0.19958 | 0.19655 | 0.19351 | 0.19048 | 0.18876 | 0.18705 | 0.18533 | 0.18362 | 0.1819 | 0.18019 | 0.17847 | 0.17676 | 0.17504 | 0.17333 | 0.17162 | 0.1699 | 0.16891 | 0.16791 | 0.16691 | 0.16592 | 0.16492 | 0.16393 | 0.16293 | 0.16194 | 0.16094 | 0.15995 | 0.15895 | 0.15796 | 0.15696 | 0.15597 | 0.15497 | 0.15397 | 0.15298 | 0.15198 | 0.15099 | 0.14999 | 0.149 | 0.148 | 0.14701 | 0.14601 | 0.1454 | 0.14479 | 0.14418 | 0.14357 | 0.14296 | 0.14235 | 0.14174 | 0.14113 | 0.14052 | 0.13991 | 0.13929 | 0.13868 | 0.13807 | 0.13746 | 0.13685 | 0.13624 | 0.13563 | 0.13502 | 0.13441 | 0.1338 | 0.13319 | 0.13258 | 0.13197 | 0.13136 | 0.13092 | 0.13048 | 0.13004 | 0.1296 | 0.12916 | 0.12872 | 0.12828 | 0.12784 | 0.1274 | 0.12696 | 0.12652 | 0.12608 | 0.12564 | 0.1252 | 0.12476 | 0.12432 | 0.12388 | 0.12344 | 0.123 | 0.12256 | 0.12212 | 0.12168 | 0.12124 | 0.1208 | 0.1 | 0.45113 | 0.31532 | 0.22691 | 0.19048 | 0.1699 | 0.14601 | 0.13136 | 0.1208 | 3 | 1.25 | 1.25 | 1.2481 | 1.246 | 1.2366 | 1.2143 | 1.1916 | 1.1731
| 0.11 | 0.47966 | 0.45614 | 0.43263 | 0.40911 | 0.3856 | 0.36208 | 0.33857 | 0.33075 | 0.32294 | 0.31513 | 0.30732 | 0.2995 | 0.29169 | 0.28388 | 0.27607 | 0.26825 | 0.26044 | 0.25263 | 0.24482 | 0.24157 | 0.23832 | 0.23507 | 0.23182 | 0.22857 | 0.22531 | 0.22206 | 0.21881 | 0.21556 | 0.21231 | 0.20906 | 0.20581 | 0.20397 | 0.20213 | 0.20029 | 0.19845 | 0.19661 | 0.19477 | 0.19293 | 0.19109 | 0.18925 | 0.18741 | 0.18557 | 0.18373 | 0.18265 | 0.18158 | 0.18051 | 0.17944 | 0.17836 | 0.17729 | 0.17622 | 0.17515 | 0.17408 | 0.173 | 0.17193 | 0.17086 | 0.16979 | 0.16871 | 0.16764 | 0.16657 | 0.1655 | 0.16442 | 0.16335 | 0.16228 | 0.16121 | 0.16013 | 0.15906 | 0.15799 | 0.15733 | 0.15667 | 0.15602 | 0.15536 | 0.1547 | 0.15404 | 0.15339 | 0.15273 | 0.15207 | 0.15141 | 0.15075 | 0.1501 | 0.14944 | 0.14878 | 0.14812 | 0.14747 | 0.14681 | 0.14615 | 0.14549 | 0.14483 | 0.14418 | 0.14352 | 0.14286 | 0.1422 | 0.14173 | 0.14126 | 0.14078 | 0.14031 | 0.13983 | 0.13936 | 0.13889 | 0.13841 | 0.13794 | 0.13746 | 0.13699 | 0.13652 | 0.13604 | 0.13557 | 0.13509 | 0.13462 | 0.13415 | 0.13367 | 0.1332 | 0.13272 | 0.13225 | 0.13178 | 0.1313 | 0.13083 | 0.11 | 0.47966 | 0.33857 | 0.24482 | 0.20581 | 0.18373 | 0.15799 | 0.1422 | 0.13083
| 0.12 | 0.50819 | 0.48379 | 0.45939 | 0.435 | 0.4106 | 0.38621 | 0.36181 | 0.35355 | 0.3453 | 0.33704 | 0.32878 | 0.32053 | 0.31227 | 0.30401 | 0.29576 | 0.2875 | 0.27924 | 0.27099 | 0.26273 | 0.25926 | 0.2558 | 0.25233 | 0.24887 | 0.2454 | 0.24194 | 0.23847 | 0.23501 | 0.23154 | 0.22808 | 0.22461 | 0.22115 | 0.21918 | 0.21721 | 0.21525 | 0.21328 | 0.21132 | 0.20935 | 0.20738 | 0.20542 | 0.20345 | 0.20148 | 0.19952 | 0.19755 | 0.1964 | 0.19525 | 0.1941 | 0.19296 | 0.19181 | 0.19066 | 0.18951 | 0.18836 | 0.18721 | 0.18606 | 0.18491 | 0.18376 | 0.18261 | 0.18146 | 0.18031 | 0.17916 | 0.17801 | 0.17686 | 0.17571 | 0.17457 | 0.17342 | 0.17227 | 0.17112 | 0.16997 | 0.16926 | 0.16856 | 0.16785 | 0.16715 | 0.16644 | 0.16574 | 0.16503 | 0.16433 | 0.16362 | 0.16292 | 0.16221 | 0.16151 | 0.1608 | 0.1601 | 0.15939 | 0.15869 | 0.15798 | 0.15728 | 0.15658 | 0.15587 | 0.15517 | 0.15446 | 0.15376 | 0.15305 | 0.15254 | 0.15203 | 0.15153 | 0.15102 | 0.15051 | 0.15 | 0.14949 | 0.14899 | 0.14848 | 0.14797 | 0.14746 | 0.14695 | 0.14644 | 0.14594 | 0.14543 | 0.14492 | 0.14441 | 0.1439 | 0.1434 | 0.14289 | 0.14238 | 0.14187 | 0.14136 | 0.14085 | 0.12 | 0.50819 | 0.36181 | 0.26273 | 0.22115 | 0.19755 | 0.16997 | 0.15305 | 0.14085
| 0.13 | 0.53672 | 0.51144 | 0.48616 | 0.46089 | 0.43561 | 0.41033 | 0.38506 | 0.37636 | 0.36765 | 0.35895 | 0.35025 | 0.34155 | 0.33285 | 0.32415 | 0.31545 | 0.30674 | 0.29804 | 0.28934 | 0.28064 | 0.27696 | 0.27328 | 0.2696 | 0.26592 | 0.26224 | 0.25856 | 0.25488 | 0.2512 | 0.24752 | 0.24384 | 0.24016 | 0.23648 | 0.23439 | 0.2323 | 0.23021 | 0.22811 | 0.22602 | 0.22393 | 0.22184 | 0.21975 | 0.21765 | 0.21556 | 0.21347 | 0.21138 | 0.21015 | 0.20893 | 0.2077 | 0.20647 | 0.20525 | 0.20402 | 0.20279 | 0.20157 | 0.20034 | 0.19912 | 0.19789 | 0.19666 | 0.19544 | 0.19421 | 0.19298 | 0.19176 | 0.19053 | 0.1893 | 0.18808 | 0.18685 | 0.18563 | 0.1844 | 0.18317 | 0.18195 | 0.18119 | 0.18044 | 0.17969 | 0.17894 | 0.17819 | 0.17743 | 0.17668 | 0.17593 | 0.17518 | 0.17443 | 0.17367 | 0.17292 | 0.17217 | 0.17142 | 0.17067 | 0.16991 | 0.16916 | 0.16841 | 0.16766 | 0.16691 | 0.16615 | 0.1654 | 0.16465 | 0.1639 | 0.16335 | 0.16281 | 0.16227 | 0.16173 | 0.16119 | 0.16064 | 0.1601 | 0.15956 | 0.15902 | 0.15847 | 0.15793 | 0.15739 | 0.15685 | 0.15631 | 0.15576 | 0.15522 | 0.15468 | 0.15414 | 0.15359 | 0.15305 | 0.15251 | 0.15197 | 0.15142 | 0.15088 | 0.13 | 0.53672 | 0.38506 | 0.28064 | 0.23648 | 0.21138 | 0.18195 | 0.1639 | 0.15088
| 0.14 | 0.56524 | 0.53909 | 0.51293 | 0.48677 | 0.46062 | 0.43446 | 0.4083 | 0.39916 | 0.39001 | 0.38087 | 0.37172 | 0.36257 | 0.35343 | 0.34428 | 0.33514 | 0.32599 | 0.31684 | 0.3077 | 0.29855 | 0.29466 | 0.29076 | 0.28687 | 0.28297 | 0.27908 | 0.27518 | 0.27129 | 0.2674 | 0.2635 | 0.25961 | 0.25571 | 0.25182 | 0.2496 | 0.24738 | 0.24516 | 0.24295 | 0.24073 | 0.23851 | 0.23629 | 0.23408 | 0.23186 | 0.22964 | 0.22742 | 0.2252 | 0.2239 | 0.2226 | 0.22129 | 0.21999 | 0.21869 | 0.21738 | 0.21608 | 0.21478 | 0.21347 | 0.21217 | 0.21087 | 0.20956 | 0.20826 | 0.20696 | 0.20565 | 0.20435 | 0.20305 | 0.20175 | 0.20044 | 0.19914 | 0.19784 | 0.19653 | 0.19523 | 0.19393 | 0.19313 | 0.19233 | 0.19153 | 0.19073 | 0.18993 | 0.18913 | 0.18833 | 0.18753 | 0.18673 | 0.18593 | 0.18513 | 0.18433 | 0.18354 | 0.18274 | 0.18194 | 0.18114 | 0.18034 | 0.17954 | 0.17874 | 0.17794 | 0.17714 | 0.17634 | 0.17554 | 0.17474 | 0.17417 | 0.17359 | 0.17301 | 0.17244 | 0.17186 | 0.17129 | 0.17071 | 0.17013 | 0.16956 | 0.16898 | 0.1684 | 0.16783 | 0.16725 | 0.16667 | 0.1661 | 0.16552 | 0.16494 | 0.16437 | 0.16379 | 0.16322 | 0.16264 | 0.16206 | 0.16149 | 0.16091 | 0.14 | 0.56524 | 0.4083 | 0.29855 | 0.25182 | 0.2252 | 0.19393 | 0.17474 | 0.16091
| 0.15 | 0.59377 | 0.56674 | 0.5397 | 0.51266 | 0.48562 | 0.45859 | 0.43155 | 0.42196 | 0.41237 | 0.40278 | 0.39319 | 0.3836 | 0.37401 | 0.36442 | 0.35482 | 0.34523 | 0.33564 | 0.32605 | 0.31646 | 0.31235 | 0.30824 | 0.30413 | 0.30003 | 0.29592 | 0.29181 | 0.2877 | 0.28359 | 0.27948 | 0.27537 | 0.27126 | 0.26715 | 0.26481 | 0.26247 | 0.26012 | 0.25778 | 0.25544 | 0.25309 | 0.25075 | 0.2484 | 0.24606 | 0.24372 | 0.24137 | 0.23903 | 0.23765 | 0.23627 | 0.23489 | 0.23351 | 0.23213 | 0.23075 | 0.22937 | 0.22799 | 0.22661 | 0.22523 | 0.22385 | 0.22247 | 0.22109 | 0.21971 | 0.21833 | 0.21695 | 0.21557 | 0.21419 | 0.21281 | 0.21143 | 0.21004 | 0.20866 | 0.20728 | 0.2059 | 0.20506 | 0.20421 | 0.20336 | 0.20252 | 0.20167 | 0.20083 | 0.19998 | 0.19913 | 0.19829 | 0.19744 | 0.19659 | 0.19575 | 0.1949 | 0.19405 | 0.19321 | 0.19236 | 0.19152 | 0.19067 | 0.18982 | 0.18898 | 0.18813 | 0.18728 | 0.18644 | 0.18559 | 0.18498 | 0.18437 | 0.18376 | 0.18315 | 0.18254 | 0.18193 | 0.18132 | 0.18071 | 0.1801 | 0.17948 | 0.17887 | 0.17826 | 0.17765 | 0.17704 | 0.17643 | 0.17582 | 0.17521 | 0.1746 | 0.17399 | 0.17338 | 0.17277 | 0.17216 | 0.17155 | 0.17094 | 0.15 | 0.59377 | 0.43155 | 0.31646 | 0.26715 | 0.23903 | 0.2059 | 0.18559 | 0.17094
| 0.16 | 0.6223 | 0.59439 | 0.56647 | 0.53855 | 0.51063 | 0.48271 | 0.4548 | 0.44476 | 0.43473 | 0.42469 | 0.41466 | 0.40462 | 0.39458 | 0.38455 | 0.37451 | 0.36448 | 0.35444 | 0.34441 | 0.33437 | 0.33005 | 0.32573 | 0.3214 | 0.31708 | 0.31275 | 0.30843 | 0.30411 | 0.29978 | 0.29546 | 0.29114 | 0.28681 | 0.28249 | 0.28002 | 0.27755 | 0.27508 | 0.27261 | 0.27014 | 0.26767 | 0.2652 | 0.26273 | 0.26026 | 0.25779 | 0.25532 | 0.25286 | 0.2514 | 0.24994 | 0.24848 | 0.24703 | 0.24557 | 0.24411 | 0.24265 | 0.2412 | 0.23974 | 0.23828 | 0.23683 | 0.23537 | 0.23391 | 0.23245 | 0.231 | 0.22954 | 0.22808 | 0.22663 | 0.22517 | 0.22371 | 0.22225 | 0.2208 | 0.21934 | 0.21788 | 0.21699 | 0.2161 | 0.2152 | 0.21431 | 0.21341 | 0.21252 | 0.21163 | 0.21073 | 0.20984 | 0.20895 | 0.20805 | 0.20716 | 0.20627 | 0.20537 | 0.20448 | 0.20359 | 0.20269 | 0.2018 | 0.2009 | 0.20001 | 0.19912 | 0.19822 | 0.19733 | 0.19644 | 0.19579 | 0.19515 | 0.1945 | 0.19386 | 0.19321 | 0.19257 | 0.19192 | 0.19128 | 0.19063 | 0.18999 | 0.18935 | 0.1887 | 0.18806 | 0.18741 | 0.18677 | 0.18612 | 0.18548 | 0.18483 | 0.18419 | 0.18354 | 0.1829 | 0.18225 | 0.18161 | 0.18096 | 0.16 | 0.6223 | 0.4548 | 0.33437 | 0.28249 | 0.25286 | 0.21788 | 0.19644 | 0.18096
| 0.17 | 0.65083 | 0.62203 | 0.59324 | 0.56444 | 0.53564 | 0.50684 | 0.47804 | 0.46756 | 0.45708 | 0.4466 | 0.43612 | 0.42564 | 0.41516 | 0.40468 | 0.3942 | 0.38372 | 0.37324 | 0.36276 | 0.35228 | 0.34775 | 0.34321 | 0.33867 | 0.33413 | 0.32959 | 0.32505 | 0.32052 | 0.31598 | 0.31144 | 0.3069 | 0.30236 | 0.29782 | 0.29523 | 0.29263 | 0.29004 | 0.28744 | 0.28485 | 0.28225 | 0.27966 | 0.27706 | 0.27447 | 0.27187 | 0.26928 | 0.26668 | 0.26515 | 0.26361 | 0.26208 | 0.26054 | 0.25901 | 0.25748 | 0.25594 | 0.25441 | 0.25287 | 0.25134 | 0.24981 | 0.24827 | 0.24674 | 0.2452 | 0.24367 | 0.24213 | 0.2406 | 0.23907 | 0.23753 | 0.236 | 0.23446 | 0.23293 | 0.2314 | 0.22986 | 0.22892 | 0.22798 | 0.22704 | 0.2261 | 0.22516 | 0.22422 | 0.22328 | 0.22234 | 0.22139 | 0.22045 | 0.21951 | 0.21857 | 0.21763 | 0.21669 | 0.21575 | 0.21481 | 0.21387 | 0.21293 | 0.21199 | 0.21105 | 0.21011 | 0.20916 | 0.20822 | 0.20728 | 0.2066 | 0.20593 | 0.20525 | 0.20457 | 0.20389 | 0.20321 | 0.20253 | 0.20185 | 0.20117 | 0.20049 | 0.19982 | 0.19914 | 0.19846 | 0.19778 | 0.1971 | 0.19642 | 0.19574 | 0.19506 | 0.19439 | 0.19371 | 0.19303 | 0.19235 | 0.19167 | 0.19099 | 0.17 | 0.65083 | 0.47804 | 0.35228 | 0.29782 | 0.26668 | 0.22986 | 0.20728 | 0.19099
| 0.18 | 0.67936 | 0.64968 | 0.62 | 0.59033 | 0.56065 | 0.53097 | 0.50129 | 0.49036 | 0.47944 | 0.46852 | 0.45759 | 0.44667 | 0.43574 | 0.42482 | 0.41389 | 0.40297 | 0.39204 | 0.38112 | 0.3702 | 0.36544 | 0.36069 | 0.35594 | 0.35118 | 0.34643 | 0.34168 | 0.33692 | 0.33217 | 0.32742 | 0.32267 | 0.31791 | 0.31316 | 0.31044 | 0.30772 | 0.305 | 0.30228 | 0.29955 | 0.29683 | 0.29411 | 0.29139 | 0.28867 | 0.28595 | 0.28323 | 0.28051 | 0.2789 | 0.27728 | 0.27567 | 0.27406 | 0.27245 | 0.27084 | 0.26923 | 0.26762 | 0.26601 | 0.2644 | 0.26278 | 0.26117 | 0.25956 | 0.25795 | 0.25634 | 0.25473 | 0.25312 | 0.25151 | 0.2499 | 0.24828 | 0.24667 | 0.24506 | 0.24345 | 0.24184 | 0.24085 | 0.23986 | 0.23888 | 0.23789 | 0.2369 | 0.23591 | 0.23492 | 0.23394 | 0.23295 | 0.23196 | 0.23097 | 0.22998 | 0.229 | 0.22801 | 0.22702 | 0.22603 | 0.22505 | 0.22406 | 0.22307 | 0.22208 | 0.22109 | 0.22011 | 0.21912 | 0.21813 | 0.21742 | 0.2167 | 0.21599 | 0.21528 | 0.21457 | 0.21385 | 0.21314 | 0.21243 | 0.21171 | 0.211 | 0.21029 | 0.20957 | 0.20886 | 0.20815 | 0.20744 | 0.20672 | 0.20601 | 0.2053 | 0.20458 | 0.20387 | 0.20316 | 0.20244 | 0.20173 | 0.20102 | 0.18 | 0.67936 | 0.50129 | 0.3702 | 0.31316 | 0.28051 | 0.24184 | 0.21813 | 0.20102
| 0.19 | 0.70789 | 0.67733 | 0.64677 | 0.61621 | 0.58565 | 0.55509 | 0.52453 | 0.51317 | 0.5018 | 0.49043 | 0.47906 | 0.46769 | 0.45632 | 0.44495 | 0.43358 | 0.42221 | 0.41084 | 0.39948 | 0.38811 | 0.38314 | 0.37817 | 0.3732 | 0.36824 | 0.36327 | 0.3583 | 0.35333 | 0.34837 | 0.3434 | 0.33843 | 0.33346 | 0.3285 | 0.32565 | 0.3228 | 0.31995 | 0.31711 | 0.31426 | 0.31141 | 0.30857 | 0.30572 | 0.30287 | 0.30003 | 0.29718 | 0.29433 | 0.29264 | 0.29096 | 0.28927 | 0.28758 | 0.28589 | 0.2842 | 0.28252 | 0.28083 | 0.27914 | 0.27745 | 0.27576 | 0.27408 | 0.27239 | 0.2707 | 0.26901 | 0.26732 | 0.26564 | 0.26395 | 0.26226 | 0.26057 | 0.25888 | 0.25719 | 0.25551 | 0.25382 | 0.25278 | 0.25175 | 0.25071 | 0.24968 | 0.24864 | 0.24761 | 0.24657 | 0.24554 | 0.2445 | 0.24347 | 0.24243 | 0.2414 | 0.24036 | 0.23933 | 0.23829 | 0.23726 | 0.23622 | 0.23519 | 0.23415 | 0.23312 | 0.23208 | 0.23105 | 0.23001 | 0.22898 | 0.22823 | 0.22748 | 0.22674 | 0.22599 | 0.22524 | 0.22449 | 0.22375 | 0.223 | 0.22225 | 0.22151 | 0.22076 | 0.22001 | 0.21926 | 0.21852 | 0.21777 | 0.21702 | 0.21628 | 0.21553 | 0.21478 | 0.21403 | 0.21329 | 0.21254 | 0.21179 | 0.21105 | 0.19 | 0.70789 | 0.52453 | 0.38811 | 0.3285 | 0.29433 | 0.25382 | 0.22898 | 0.21105
| 0.2 | 0.73642 | 0.70498 | 0.67354 | 0.6421 | 0.61066 | 0.57922 | 0.54778 | 0.53597 | 0.52415 | 0.51234 | 0.50053 | 0.48871 | 0.4769 | 0.46509 | 0.45327 | 0.44146 | 0.42964 | 0.41783 | 0.40602 | 0.40084 | 0.39565 | 0.39047 | 0.38529 | 0.38011 | 0.37492 | 0.36974 | 0.36456 | 0.35938 | 0.3542 | 0.34901 | 0.34383 | 0.34086 | 0.33789 | 0.33491 | 0.33194 | 0.32897 | 0.32599 | 0.32302 | 0.32005 | 0.31708 | 0.3141 | 0.31113 | 0.30816 | 0.30639 | 0.30463 | 0.30286 | 0.3011 | 0.29933 | 0.29757 | 0.2958 | 0.29404 | 0.29227 | 0.29051 | 0.28874 | 0.28698 | 0.28521 | 0.28345 | 0.28168 | 0.27992 | 0.27815 | 0.27639 | 0.27462 | 0.27286 | 0.27109 | 0.26933 | 0.26756 | 0.2658 | 0.26472 | 0.26363 | 0.26255 | 0.26147 | 0.26039 | 0.2593 | 0.25822 | 0.25714 | 0.25606 | 0.25497 | 0.25389 | 0.25281 | 0.25173 | 0.25065 | 0.24956 | 0.24848 | 0.2474 | 0.24632 | 0.24523 | 0.24415 | 0.24307 | 0.24199 | 0.24091 | 0.23982 | 0.23904 | 0.23826 | 0.23748 | 0.2367 | 0.23592 | 0.23514 | 0.23435 | 0.23357 | 0.23279 | 0.23201 | 0.23123 | 0.23045 | 0.22967 | 0.22889 | 0.2281 | 0.22732 | 0.22654 | 0.22576 | 0.22498 | 0.2242 | 0.22342 | 0.22264 | 0.22185 | 0.22107 | 0.2 | 0.73642 | 0.54778 | 0.40602 | 0.34383 | 0.30816 | 0.2658 | 0.23982 | 0.22107
| 0.21 | 0.75147 | 0.72014 | 0.68881 | 0.65747 | 0.62614 | 0.5948 | 0.56347 | 0.55149 | 0.53952 | 0.52754 | 0.51556 | 0.50359 | 0.49161 | 0.47963 | 0.46766 | 0.45568 | 0.44371 | 0.43173 | 0.41975 | 0.41444 | 0.40914 | 0.40383 | 0.39852 | 0.39321 | 0.3879 | 0.38259 | 0.37728 | 0.37198 | 0.36667 | 0.36136 | 0.35605 | 0.353 | 0.34995 | 0.34689 | 0.34384 | 0.34079 | 0.33774 | 0.33469 | 0.33163 | 0.32858 | 0.32553 | 0.32248 | 0.31942 | 0.31761 | 0.31579 | 0.31397 | 0.31215 | 0.31033 | 0.30852 | 0.3067 | 0.30488 | 0.30306 | 0.30124 | 0.29943 | 0.29761 | 0.29579 | 0.29397 | 0.29215 | 0.29034 | 0.28852 | 0.2867 | 0.28488 | 0.28306 | 0.28125 | 0.27943 | 0.27761 | 0.27579 | 0.27467 | 0.27356 | 0.27244 | 0.27132 | 0.27021 | 0.26909 | 0.26797 | 0.26686 | 0.26574 | 0.26462 | 0.2635 | 0.26239 | 0.26127 | 0.26015 | 0.25904 | 0.25792 | 0.2568 | 0.25569 | 0.25457 | 0.25345 | 0.25234 | 0.25122 | 0.2501 | 0.24899 | 0.24818 | 0.24737 | 0.24656 | 0.24576 | 0.24495 | 0.24414 | 0.24334 | 0.24253 | 0.24172 | 0.24092 | 0.24011 | 0.2393 | 0.2385 | 0.23769 | 0.23688 | 0.23607 | 0.23527 | 0.23446 | 0.23365 | 0.23285 | 0.23204 | 0.23123 | 0.23043 | 0.22962 | 0.21 | 0.75147 | 0.56347 | 0.41975 | 0.35605 | 0.31942 | 0.27579 | 0.24899 | 0.22962
| 0.22 | 0.76653 | 0.7353 | 0.70407 | 0.67284 | 0.64161 | 0.61039 | 0.57916 | 0.56702 | 0.55488 | 0.54274 | 0.5306 | 0.51846 | 0.50632 | 0.49418 | 0.48204 | 0.4699 | 0.45777 | 0.44563 | 0.43349 | 0.42805 | 0.42262 | 0.41718 | 0.41175 | 0.40631 | 0.40088 | 0.39544 | 0.39001 | 0.38458 | 0.37914 | 0.37371 | 0.36827 | 0.36514 | 0.36201 | 0.35888 | 0.35575 | 0.35261 | 0.34948 | 0.34635 | 0.34322 | 0.34009 | 0.33696 | 0.33382 | 0.33069 | 0.32882 | 0.32695 | 0.32508 | 0.32321 | 0.32134 | 0.31947 | 0.31759 | 0.31572 | 0.31385 | 0.31198 | 0.31011 | 0.30824 | 0.30637 | 0.3045 | 0.30262 | 0.30075 | 0.29888 | 0.29701 | 0.29514 | 0.29327 | 0.2914 | 0.28953 | 0.28766 | 0.28578 | 0.28463 | 0.28348 | 0.28233 | 0.28118 | 0.28003 | 0.27888 | 0.27772 | 0.27657 | 0.27542 | 0.27427 | 0.27312 | 0.27197 | 0.27081 | 0.26966 | 0.26851 | 0.26736 | 0.26621 | 0.26506 | 0.2639 | 0.26275 | 0.2616 | 0.26045 | 0.2593 | 0.25815 | 0.25731 | 0.25648 | 0.25565 | 0.25482 | 0.25398 | 0.25315 | 0.25232 | 0.25149 | 0.25065 | 0.24982 | 0.24899 | 0.24816 | 0.24732 | 0.24649 | 0.24566 | 0.24483 | 0.24399 | 0.24316 | 0.24233 | 0.2415 | 0.24066 | 0.23983 | 0.239 | 0.23816 | 0.22 | 0.76653 | 0.57916 | 0.43349 | 0.36827 | 0.33069 | 0.28578 | 0.25815 | 0.23816
| 0.23 | 0.78158 | 0.75046 | 0.71934 | 0.68821 | 0.65709 | 0.62597 | 0.59485 | 0.58254 | 0.57024 | 0.55794 | 0.54564 | 0.53334 | 0.52103 | 0.50873 | 0.49643 | 0.48413 | 0.47183 | 0.45952 | 0.44722 | 0.44166 | 0.4361 | 0.43054 | 0.42498 | 0.41942 | 0.41386 | 0.4083 | 0.40274 | 0.39717 | 0.39161 | 0.38605 | 0.38049 | 0.37728 | 0.37407 | 0.37086 | 0.36765 | 0.36444 | 0.36123 | 0.35801 | 0.3548 | 0.35159 | 0.34838 | 0.34517 | 0.34196 | 0.34004 | 0.33811 | 0.33619 | 0.33426 | 0.33234 | 0.33041 | 0.32849 | 0.32657 | 0.32464 | 0.32272 | 0.32079 | 0.31887 | 0.31694 | 0.31502 | 0.3131 | 0.31117 | 0.30925 | 0.30732 | 0.3054 | 0.30347 | 0.30155 | 0.29963 | 0.2977 | 0.29578 | 0.29459 | 0.29341 | 0.29222 | 0.29103 | 0.28985 | 0.28866 | 0.28747 | 0.28629 | 0.2851 | 0.28392 | 0.28273 | 0.28154 | 0.28036 | 0.27917 | 0.27799 | 0.2768 | 0.27561 | 0.27443 | 0.27324 | 0.27205 | 0.27087 | 0.26968 | 0.2685 | 0.26731 | 0.26645 | 0.26559 | 0.26473 | 0.26388 | 0.26302 | 0.26216 | 0.2613 | 0.26044 | 0.25958 | 0.25873 | 0.25787 | 0.25701 | 0.25615 | 0.25529 | 0.25443 | 0.25358 | 0.25272 | 0.25186 | 0.251 | 0.25014 | 0.24929 | 0.24843 | 0.24757 | 0.24671 | 0.23 | 0.78158 | 0.59485 | 0.44722 | 0.38049 | 0.34196 | 0.29578 | 0.26731 | 0.24671
| 0.24 | 0.79663 | 0.76562 | 0.7346 | 0.70358 | 0.67257 | 0.64155 | 0.61053 | 0.59807 | 0.5856 | 0.57314 | 0.56068 | 0.54821 | 0.53575 | 0.52328 | 0.51082 | 0.49835 | 0.48589 | 0.47342 | 0.46096 | 0.45527 | 0.44958 | 0.4439 | 0.43821 | 0.43252 | 0.42684 | 0.42115 | 0.41546 | 0.40977 | 0.40409 | 0.3984 | 0.39271 | 0.38942 | 0.38613 | 0.38284 | 0.37955 | 0.37626 | 0.37297 | 0.36968 | 0.36639 | 0.3631 | 0.35981 | 0.35652 | 0.35323 | 0.35125 | 0.34927 | 0.34729 | 0.34532 | 0.34334 | 0.34136 | 0.33939 | 0.33741 | 0.33543 | 0.33345 | 0.33148 | 0.3295 | 0.32752 | 0.32554 | 0.32357 | 0.32159 | 0.31961 | 0.31764 | 0.31566 | 0.31368 | 0.3117 | 0.30973 | 0.30775 | 0.30577 | 0.30455 | 0.30333 | 0.30211 | 0.30089 | 0.29967 | 0.29845 | 0.29723 | 0.296 | 0.29478 | 0.29356 | 0.29234 | 0.29112 | 0.2899 | 0.28868 | 0.28746 | 0.28624 | 0.28502 | 0.2838 | 0.28258 | 0.28135 | 0.28013 | 0.27891 | 0.27769 | 0.27647 | 0.27559 | 0.2747 | 0.27382 | 0.27294 | 0.27205 | 0.27117 | 0.27028 | 0.2694 | 0.26852 | 0.26763 | 0.26675 | 0.26586 | 0.26498 | 0.2641 | 0.26321 | 0.26233 | 0.26144 | 0.26056 | 0.25968 | 0.25879 | 0.25791 | 0.25702 | 0.25614 | 0.25526 | 0.24 | 0.79663 | 0.61053 | 0.46096 | 0.39271 | 0.35323 | 0.30577 | 0.27647 | 0.25526
| 0.25 | 0.81169 | 0.78078 | 0.74987 | 0.71896 | 0.68804 | 0.65713 | 0.62622 | 0.61359 | 0.60097 | 0.58834 | 0.57571 | 0.56308 | 0.55046 | 0.53783 | 0.5252 | 0.51258 | 0.49995 | 0.48732 | 0.47469 | 0.46888 | 0.46307 | 0.45725 | 0.45144 | 0.44563 | 0.43981 | 0.434 | 0.42819 | 0.42237 | 0.41656 | 0.41075 | 0.40493 | 0.40156 | 0.39819 | 0.39482 | 0.39145 | 0.38808 | 0.38471 | 0.38134 | 0.37797 | 0.3746 | 0.37123 | 0.36786 | 0.36449 | 0.36246 | 0.36043 | 0.3584 | 0.35637 | 0.35434 | 0.35231 | 0.35028 | 0.34825 | 0.34622 | 0.34419 | 0.34216 | 0.34013 | 0.3381 | 0.33607 | 0.33404 | 0.33201 | 0.32998 | 0.32795 | 0.32592 | 0.32389 | 0.32186 | 0.31983 | 0.3178 | 0.31577 | 0.31451 | 0.31325 | 0.312 | 0.31074 | 0.30949 | 0.30823 | 0.30698 | 0.30572 | 0.30447 | 0.30321 | 0.30195 | 0.3007 | 0.29944 | 0.29819 | 0.29693 | 0.29568 | 0.29442 | 0.29317 | 0.29191 | 0.29066 | 0.2894 | 0.28814 | 0.28689 | 0.28563 | 0.28472 | 0.28381 | 0.2829 | 0.28199 | 0.28109 | 0.28018 | 0.27927 | 0.27836 | 0.27745 | 0.27654 | 0.27563 | 0.27472 | 0.27381 | 0.2729 | 0.27199 | 0.27108 | 0.27017 | 0.26926 | 0.26835 | 0.26744 | 0.26653 | 0.26562 | 0.26471 | 0.2638 | 0.25 | 0.81169 | 0.62622 | 0.47469 | 0.40493 | 0.36449 | 0.31577 | 0.28563 | 0.2638
| 0.26 | 0.82674 | 0.79594 | 0.76513 | 0.73433 | 0.70352 | 0.67272 | 0.64191 | 0.62912 | 0.61633 | 0.60354 | 0.59075 | 0.57796 | 0.56517 | 0.55238 | 0.53959 | 0.5268 | 0.51401 | 0.50122 | 0.48843 | 0.48249 | 0.47655 | 0.47061 | 0.46467 | 0.45873 | 0.45279 | 0.44685 | 0.44091 | 0.43497 | 0.42903 | 0.42309 | 0.41715 | 0.4137 | 0.41025 | 0.40681 | 0.40336 | 0.39991 | 0.39646 | 0.39301 | 0.38956 | 0.38611 | 0.38266 | 0.37921 | 0.37576 | 0.37368 | 0.37159 | 0.36951 | 0.36743 | 0.36534 | 0.36326 | 0.36118 | 0.35909 | 0.35701 | 0.35493 | 0.35284 | 0.35076 | 0.34868 | 0.34659 | 0.34451 | 0.34243 | 0.34034 | 0.33826 | 0.33618 | 0.33409 | 0.33201 | 0.32993 | 0.32784 | 0.32576 | 0.32447 | 0.32318 | 0.32189 | 0.3206 | 0.31931 | 0.31802 | 0.31673 | 0.31544 | 0.31415 | 0.31286 | 0.31157 | 0.31028 | 0.30899 | 0.3077 | 0.30641 | 0.30512 | 0.30383 | 0.30254 | 0.30125 | 0.29996 | 0.29867 | 0.29738 | 0.29609 | 0.2948 | 0.29386 | 0.29292 | 0.29199 | 0.29105 | 0.29012 | 0.28918 | 0.28825 | 0.28731 | 0.28638 | 0.28544 | 0.28451 | 0.28357 | 0.28264 | 0.2817 | 0.28077 | 0.27983 | 0.27889 | 0.27796 | 0.27702 | 0.27609 | 0.27515 | 0.27422 | 0.27328 | 0.27235 | 0.26 | 0.82674 | 0.64191 | 0.48843 | 0.41715 | 0.37576 | 0.32576 | 0.2948 | 0.27235
| 0.27 | 0.8418 | 0.8111 | 0.7804 | 0.7497 | 0.719 | 0.6883 | 0.6576 | 0.64465 | 0.63169 | 0.61874 | 0.60579 | 0.59283 | 0.57988 | 0.56693 | 0.55397 | 0.54102 | 0.52807 | 0.51512 | 0.50216 | 0.4961 | 0.49003 | 0.48397 | 0.4779 | 0.47183 | 0.46577 | 0.4597 | 0.45364 | 0.44757 | 0.44151 | 0.43544 | 0.42937 | 0.42585 | 0.42232 | 0.41879 | 0.41526 | 0.41173 | 0.4082 | 0.40467 | 0.40114 | 0.39761 | 0.39409 | 0.39056 | 0.38703 | 0.38489 | 0.38275 | 0.38062 | 0.37848 | 0.37635 | 0.37421 | 0.37207 | 0.36994 | 0.3678 | 0.36566 | 0.36353 | 0.36139 | 0.35925 | 0.35712 | 0.35498 | 0.35284 | 0.35071 | 0.34857 | 0.34643 | 0.3443 | 0.34216 | 0.34003 | 0.33789 | 0.33575 | 0.33443 | 0.3331 | 0.33178 | 0.33045 | 0.32913 | 0.3278 | 0.32648 | 0.32515 | 0.32383 | 0.3225 | 0.32118 | 0.31985 | 0.31853 | 0.31721 | 0.31588 | 0.31456 | 0.31323 | 0.31191 | 0.31058 | 0.30926 | 0.30793 | 0.30661 | 0.30528 | 0.30396 | 0.303 | 0.30204 | 0.30107 | 0.30011 | 0.29915 | 0.29819 | 0.29723 | 0.29627 | 0.29531 | 0.29435 | 0.29339 | 0.29243 | 0.29146 | 0.2905 | 0.28954 | 0.28858 | 0.28762 | 0.28666 | 0.2857 | 0.28474 | 0.28378 | 0.28282 | 0.28185 | 0.28089 | 0.27 | 0.8418 | 0.6576 | 0.50216 | 0.42937 | 0.38703 | 0.33575 | 0.30396 | 0.28089
| 0.28 | 0.85685 | 0.82626 | 0.79566 | 0.76507 | 0.73447 | 0.70388 | 0.67329 | 0.66017 | 0.64706 | 0.63394 | 0.62082 | 0.60771 | 0.59459 | 0.58148 | 0.56836 | 0.55525 | 0.54213 | 0.52901 | 0.5159 | 0.50971 | 0.50351 | 0.49732 | 0.49113 | 0.48494 | 0.47875 | 0.47255 | 0.46636 | 0.46017 | 0.45398 | 0.44779 | 0.44159 | 0.43799 | 0.43438 | 0.43077 | 0.42716 | 0.42355 | 0.41994 | 0.41634 | 0.41273 | 0.40912 | 0.40551 | 0.4019 | 0.39829 | 0.39611 | 0.39392 | 0.39173 | 0.38954 | 0.38735 | 0.38516 | 0.38297 | 0.38078 | 0.37859 | 0.3764 | 0.37421 | 0.37202 | 0.36983 | 0.36764 | 0.36545 | 0.36326 | 0.36107 | 0.35888 | 0.35669 | 0.3545 | 0.35231 | 0.35012 | 0.34794 | 0.34575 | 0.34439 | 0.34303 | 0.34167 | 0.34031 | 0.33895 | 0.33759 | 0.33623 | 0.33487 | 0.33351 | 0.33215 | 0.33079 | 0.32943 | 0.32807 | 0.32671 | 0.32535 | 0.324 | 0.32264 | 0.32128 | 0.31992 | 0.31856 | 0.3172 | 0.31584 | 0.31448 | 0.31312 | 0.31213 | 0.31115 | 0.31016 | 0.30917 | 0.30819 | 0.3072 | 0.30621 | 0.30523 | 0.30424 | 0.30325 | 0.30227 | 0.30128 | 0.30029 | 0.29931 | 0.29832 | 0.29733 | 0.29635 | 0.29536 | 0.29437 | 0.29339 | 0.2924 | 0.29141 | 0.29043 | 0.28944 | 0.28 | 0.85685 | 0.67329 | 0.5159 | 0.44159 | 0.39829 | 0.34575 | 0.31312 | 0.28944
| 0.29 | 0.8719 | 0.84141 | 0.81093 | 0.78044 | 0.74995 | 0.71946 | 0.68897 | 0.6757 | 0.66242 | 0.64914 | 0.63586 | 0.62258 | 0.6093 | 0.59603 | 0.58275 | 0.56947 | 0.55619 | 0.54291 | 0.52963 | 0.52332 | 0.517 | 0.51068 | 0.50436 | 0.49804 | 0.49172 | 0.48541 | 0.47909 | 0.47277 | 0.46645 | 0.46013 | 0.45382 | 0.45013 | 0.44644 | 0.44275 | 0.43906 | 0.43538 | 0.43169 | 0.428 | 0.42431 | 0.42063 | 0.41694 | 0.41325 | 0.40956 | 0.40732 | 0.40508 | 0.40283 | 0.40059 | 0.39835 | 0.39611 | 0.39386 | 0.39162 | 0.38938 | 0.38714 | 0.38489 | 0.38265 | 0.38041 | 0.37817 | 0.37592 | 0.37368 | 0.37144 | 0.3692 | 0.36695 | 0.36471 | 0.36247 | 0.36022 | 0.35798 | 0.35574 | 0.35435 | 0.35295 | 0.35156 | 0.35016 | 0.34877 | 0.34738 | 0.34598 | 0.34459 | 0.34319 | 0.3418 | 0.3404 | 0.33901 | 0.33762 | 0.33622 | 0.33483 | 0.33343 | 0.33204 | 0.33065 | 0.32925 | 0.32786 | 0.32646 | 0.32507 | 0.32368 | 0.32228 | 0.32127 | 0.32026 | 0.31924 | 0.31823 | 0.31722 | 0.31621 | 0.3152 | 0.31418 | 0.31317 | 0.31216 | 0.31115 | 0.31013 | 0.30912 | 0.30811 | 0.3071 | 0.30608 | 0.30507 | 0.30406 | 0.30305 | 0.30203 | 0.30102 | 0.30001 | 0.299 | 0.29798 | 0.29 | 0.8719 | 0.68897 | 0.52963 | 0.45382 | 0.40956 | 0.35574 | 0.32228 | 0.29798
| 0.3 | 0.88696 | 0.85657 | 0.82619 | 0.79581 | 0.76543 | 0.73505 | 0.70466 | 0.69122 | 0.67778 | 0.66434 | 0.6509 | 0.63746 | 0.62402 | 0.61057 | 0.59713 | 0.58369 | 0.57025 | 0.55681 | 0.54337 | 0.53692 | 0.53048 | 0.52404 | 0.51759 | 0.51115 | 0.5047 | 0.49826 | 0.49181 | 0.48537 | 0.47892 | 0.47248 | 0.46604 | 0.46227 | 0.4585 | 0.45473 | 0.45097 | 0.4472 | 0.44343 | 0.43967 | 0.4359 | 0.43213 | 0.42836 | 0.4246 | 0.42083 | 0.41853 | 0.41624 | 0.41394 | 0.41165 | 0.40935 | 0.40706 | 0.40476 | 0.40246 | 0.40017 | 0.39787 | 0.39558 | 0.39328 | 0.39099 | 0.38869 | 0.38639 | 0.3841 | 0.3818 | 0.37951 | 0.37721 | 0.37492 | 0.37262 | 0.37032 | 0.36803 | 0.36573 | 0.3643 | 0.36288 | 0.36145 | 0.36002 | 0.35859 | 0.35716 | 0.35573 | 0.3543 | 0.35287 | 0.35145 | 0.35002 | 0.34859 | 0.34716 | 0.34573 | 0.3443 | 0.34287 | 0.34144 | 0.34002 | 0.33859 | 0.33716 | 0.33573 | 0.3343 | 0.33287 | 0.33144 | 0.33041 | 0.32937 | 0.32833 | 0.32729 | 0.32625 | 0.32522 | 0.32418 | 0.32314 | 0.3221 | 0.32106 | 0.32003 | 0.31899 | 0.31795 | 0.31691 | 0.31587 | 0.31483 | 0.3138 | 0.31276 | 0.31172 | 0.31068 | 0.30964 | 0.30861 | 0.30757 | 0.30653 | 0.3 | 0.88696 | 0.70466 | 0.54337 | 0.46604 | 0.42083 | 0.36573 | 0.33144 | 0.30653
| 0.31 | 0.90201 | 0.87173 | 0.84146 | 0.81118 | 0.7809 | 0.75063 | 0.72035 | 0.70675 | 0.69314 | 0.67954 | 0.66594 | 0.65233 | 0.63873 | 0.62512 | 0.61152 | 0.59792 | 0.58431 | 0.57071 | 0.5571 | 0.55053 | 0.54396 | 0.53739 | 0.53082 | 0.52425 | 0.51768 | 0.51111 | 0.50454 | 0.49797 | 0.4914 | 0.48483 | 0.47826 | 0.47441 | 0.47056 | 0.46672 | 0.46287 | 0.45902 | 0.45518 | 0.45133 | 0.44748 | 0.44364 | 0.43979 | 0.43594 | 0.4321 | 0.42975 | 0.4274 | 0.42505 | 0.4227 | 0.42035 | 0.418 | 0.41566 | 0.41331 | 0.41096 | 0.40861 | 0.40626 | 0.40391 | 0.40156 | 0.39921 | 0.39687 | 0.39452 | 0.39217 | 0.38982 | 0.38747 | 0.38512 | 0.38277 | 0.38042 | 0.37808 | 0.37573 | 0.37426 | 0.3728 | 0.37134 | 0.36987 | 0.36841 | 0.36695 | 0.36548 | 0.36402 | 0.36256 | 0.36109 | 0.35963 | 0.35817 | 0.3567 | 0.35524 | 0.35378 | 0.35231 | 0.35085 | 0.34939 | 0.34792 | 0.34646 | 0.345 | 0.34353 | 0.34207 | 0.34061 | 0.33954 | 0.33848 | 0.33741 | 0.33635 | 0.33529 | 0.33422 | 0.33316 | 0.3321 | 0.33103 | 0.32997 | 0.3289 | 0.32784 | 0.32678 | 0.32571 | 0.32465 | 0.32359 | 0.32252 | 0.32146 | 0.32039 | 0.31933 | 0.31827 | 0.3172 | 0.31614 | 0.31508 | 0.31 | 0.90201 | 0.72035 | 0.5571 | 0.47826 | 0.4321 | 0.37573 | 0.34061 | 0.31508
| 0.32 | 0.91706 | 0.88689 | 0.85672 | 0.82655 | 0.79638 | 0.76621 | 0.73604 | 0.72227 | 0.70851 | 0.69474 | 0.68097 | 0.66721 | 0.65344 | 0.63967 | 0.62591 | 0.61214 | 0.59837 | 0.58461 | 0.57084 | 0.56414 | 0.55745 | 0.55075 | 0.54405 | 0.53735 | 0.53066 | 0.52396 | 0.51726 | 0.51057 | 0.50387 | 0.49717 | 0.49048 | 0.48655 | 0.48262 | 0.4787 | 0.47477 | 0.47085 | 0.46692 | 0.46299 | 0.45907 | 0.45514 | 0.45122 | 0.44729 | 0.44336 | 0.44096 | 0.43856 | 0.43616 | 0.43376 | 0.43135 | 0.42895 | 0.42655 | 0.42415 | 0.42175 | 0.41935 | 0.41694 | 0.41454 | 0.41214 | 0.40974 | 0.40734 | 0.40493 | 0.40253 | 0.40013 | 0.39773 | 0.39533 | 0.39293 | 0.39052 | 0.38812 | 0.38572 | 0.38422 | 0.38272 | 0.38123 | 0.37973 | 0.37823 | 0.37673 | 0.37523 | 0.37374 | 0.37224 | 0.37074 | 0.36924 | 0.36774 | 0.36625 | 0.36475 | 0.36325 | 0.36175 | 0.36025 | 0.35876 | 0.35726 | 0.35576 | 0.35426 | 0.35276 | 0.35127 | 0.34977 | 0.34868 | 0.34759 | 0.3465 | 0.34541 | 0.34432 | 0.34323 | 0.34214 | 0.34105 | 0.33996 | 0.33887 | 0.33778 | 0.33669 | 0.33561 | 0.33452 | 0.33343 | 0.33234 | 0.33125 | 0.33016 | 0.32907 | 0.32798 | 0.32689 | 0.3258 | 0.32471 | 0.32362 | 0.32 | 0.91706 | 0.73604 | 0.57084 | 0.49048 | 0.44336 | 0.38572 | 0.34977 | 0.32362
| 0.33 | 0.93212 | 0.90205 | 0.87199 | 0.84192 | 0.81186 | 0.78179 | 0.75173 | 0.7378 | 0.72387 | 0.70994 | 0.69601 | 0.68208 | 0.66815 | 0.65422 | 0.64029 | 0.62636 | 0.61243 | 0.5985 | 0.58457 | 0.57775 | 0.57093 | 0.5641 | 0.55728 | 0.55046 | 0.54364 | 0.53681 | 0.52999 | 0.52317 | 0.51634 | 0.50952 | 0.5027 | 0.49869 | 0.49469 | 0.49068 | 0.48667 | 0.48267 | 0.47866 | 0.47466 | 0.47065 | 0.46665 | 0.46264 | 0.45864 | 0.45463 | 0.45218 | 0.44972 | 0.44727 | 0.44481 | 0.44236 | 0.4399 | 0.43745 | 0.43499 | 0.43254 | 0.43008 | 0.42763 | 0.42517 | 0.42272 | 0.42026 | 0.41781 | 0.41535 | 0.4129 | 0.41044 | 0.40799 | 0.40553 | 0.40308 | 0.40062 | 0.39817 | 0.39571 | 0.39418 | 0.39265 | 0.39112 | 0.38958 | 0.38805 | 0.38652 | 0.38499 | 0.38345 | 0.38192 | 0.38039 | 0.37885 | 0.37732 | 0.37579 | 0.37426 | 0.37272 | 0.37119 | 0.36966 | 0.36813 | 0.36659 | 0.36506 | 0.36353 | 0.362 | 0.36046 | 0.35893 | 0.35781 | 0.3567 | 0.35558 | 0.35447 | 0.35335 | 0.35224 | 0.35112 | 0.35001 | 0.34889 | 0.34778 | 0.34666 | 0.34555 | 0.34443 | 0.34332 | 0.3422 | 0.34109 | 0.33997 | 0.33886 | 0.33774 | 0.33663 | 0.33551 | 0.3344 | 0.33328 | 0.33217 | 0.33 | 0.93212 | 0.75173 | 0.58457 | 0.5027 | 0.45463 | 0.39571 | 0.35893 | 0.33217
| 0.34 | 0.94717 | 0.91721 | 0.88725 | 0.85729 | 0.82733 | 0.79737 | 0.76742 | 0.75332 | 0.73923 | 0.72514 | 0.71105 | 0.69695 | 0.68286 | 0.66877 | 0.65468 | 0.64059 | 0.62649 | 0.6124 | 0.59831 | 0.59136 | 0.58441 | 0.57746 | 0.57051 | 0.56356 | 0.55661 | 0.54966 | 0.54271 | 0.53577 | 0.52882 | 0.52187 | 0.51492 | 0.51083 | 0.50675 | 0.50266 | 0.49858 | 0.49449 | 0.49041 | 0.48632 | 0.48224 | 0.47815 | 0.47407 | 0.46998 | 0.4659 | 0.46339 | 0.46088 | 0.45837 | 0.45587 | 0.45336 | 0.45085 | 0.44834 | 0.44583 | 0.44333 | 0.44082 | 0.43831 | 0.4358 | 0.43329 | 0.43079 | 0.42828 | 0.42577 | 0.42326 | 0.42075 | 0.41825 | 0.41574 | 0.41323 | 0.41072 | 0.40822 | 0.40571 | 0.40414 | 0.40257 | 0.40101 | 0.39944 | 0.39787 | 0.3963 | 0.39474 | 0.39317 | 0.3916 | 0.39003 | 0.38847 | 0.3869 | 0.38533 | 0.38377 | 0.3822 | 0.38063 | 0.37906 | 0.3775 | 0.37593 | 0.37436 | 0.37279 | 0.37123 | 0.36966 | 0.36809 | 0.36695 | 0.36581 | 0.36467 | 0.36353 | 0.36239 | 0.36125 | 0.36011 | 0.35897 | 0.35783 | 0.35668 | 0.35554 | 0.3544 | 0.35326 | 0.35212 | 0.35098 | 0.34984 | 0.3487 | 0.34756 | 0.34642 | 0.34528 | 0.34414 | 0.343 | 0.34185 | 0.34071 | 0.34 | 0.94717 | 0.76742 | 0.59831 | 0.51492 | 0.4659 | 0.40571 | 0.36809 | 0.34071
| 0.35 | 0.96222 | 0.93237 | 0.90252 | 0.87266 | 0.84281 | 0.81296 | 0.7831 | 0.76885 | 0.75459 | 0.74034 | 0.72608 | 0.71183 | 0.69757 | 0.68332 | 0.66906 | 0.65481 | 0.64055 | 0.6263 | 0.61204 | 0.60497 | 0.59789 | 0.59082 | 0.58374 | 0.57667 | 0.56959 | 0.56252 | 0.55544 | 0.54836 | 0.54129 | 0.53421 | 0.52714 | 0.52297 | 0.51881 | 0.51464 | 0.51048 | 0.50632 | 0.50215 | 0.49799 | 0.49382 | 0.48966 | 0.48549 | 0.48133 | 0.47716 | 0.4746 | 0.47204 | 0.46948 | 0.46692 | 0.46436 | 0.4618 | 0.45924 | 0.45668 | 0.45412 | 0.45155 | 0.44899 | 0.44643 | 0.44387 | 0.44131 | 0.43875 | 0.43619 | 0.43363 | 0.43107 | 0.42851 | 0.42594 | 0.42338 | 0.42082 | 0.41826 | 0.4157 | 0.4141 | 0.4125 | 0.4109 | 0.40929 | 0.40769 | 0.40609 | 0.40449 | 0.40289 | 0.40128 | 0.39968 | 0.39808 | 0.39648 | 0.39488 | 0.39327 | 0.39167 | 0.39007 | 0.38847 | 0.38687 | 0.38526 | 0.38366 | 0.38206 | 0.38046 | 0.37886 | 0.37725 | 0.37609 | 0.37492 | 0.37375 | 0.37259 | 0.37142 | 0.37026 | 0.36909 | 0.36792 | 0.36676 | 0.36559 | 0.36442 | 0.36326 | 0.36209 | 0.36092 | 0.35976 | 0.35859 | 0.35742 | 0.35626 | 0.35509 | 0.35393 | 0.35276 | 0.35159 | 0.35043 | 0.34926 | 0.35 | 0.96222 | 0.7831 | 0.61204 | 0.52714 | 0.47716 | 0.4157 | 0.37725 | 0.34926
Reference Cells | 0.36 | 0.97728 | 0.94753 | 0.91778 | 0.88804 | 0.85829 | 0.82854 | 0.79879 | 0.78437 | 0.76996 | 0.75554 | 0.74112 | 0.7267 | 0.71229 | 0.69787 | 0.68345 | 0.66903 | 0.65461 | 0.6402 | 0.62578 | 0.61858 | 0.61138 | 0.60417 | 0.59697 | 0.58977 | 0.58257 | 0.57537 | 0.56817 | 0.56096 | 0.55376 | 0.54656 | 0.53936 | 0.53511 | 0.53087 | 0.52663 | 0.52238 | 0.51814 | 0.5139 | 0.50965 | 0.50541 | 0.50116 | 0.49692 | 0.49268 | 0.48843 | 0.48582 | 0.4832 | 0.48059 | 0.47798 | 0.47536 | 0.47275 | 0.47013 | 0.46752 | 0.46491 | 0.46229 | 0.45968 | 0.45706 | 0.45445 | 0.45184 | 0.44922 | 0.44661 | 0.44399 | 0.44138 | 0.43876 | 0.43615 | 0.43354 | 0.43092 | 0.42831 | 0.42569 | 0.42406 | 0.42242 | 0.42078 | 0.41915 | 0.41751 | 0.41587 | 0.41424 | 0.4126 | 0.41097 | 0.40933 | 0.40769 | 0.40606 | 0.40442 | 0.40278 | 0.40115 | 0.39951 | 0.39787 | 0.39624 | 0.3946 | 0.39296 | 0.39133 | 0.38969 | 0.38805 | 0.38642 | 0.38522 | 0.38403 | 0.38284 | 0.38165 | 0.38046 | 0.37926 | 0.37807 | 0.37688 | 0.37569 | 0.37449 | 0.3733 | 0.37211 | 0.37092 | 0.36973 | 0.36853 | 0.36734 | 0.36615 | 0.36496 | 0.36377 | 0.36257 | 0.36138 | 0.36019 | 0.359 | 0.3578 | 0.36 | 0.97728 | 0.79879 | 0.62578 | 0.53936 | 0.48843 | 0.42569 | 0.38642 | 0.3578
n/a | 0.37 | 0.99233 | 0.96269 | 0.93305 | 0.90341 | 0.87376 | 0.84412 | 0.81448 | 0.7999 | 0.78532 | 0.77074 | 0.75616 | 0.74158 | 0.727 | 0.71242 | 0.69784 | 0.68326 | 0.66868 | 0.65409 | 0.63951 | 0.63219 | 0.62486 | 0.61753 | 0.6102 | 0.60287 | 0.59555 | 0.58822 | 0.58089 | 0.57356 | 0.56623 | 0.55891 | 0.55158 | 0.54726 | 0.54293 | 0.53861 | 0.53429 | 0.52996 | 0.52564 | 0.52132 | 0.51699 | 0.51267 | 0.50835 | 0.50402 | 0.4997 | 0.49703 | 0.49436 | 0.4917 | 0.48903 | 0.48636 | 0.4837 | 0.48103 | 0.47836 | 0.47569 | 0.47303 | 0.47036 | 0.46769 | 0.46503 | 0.46236 | 0.45969 | 0.45703 | 0.45436 | 0.45169 | 0.44902 | 0.44636 | 0.44369 | 0.44102 | 0.43836 | 0.43569 | 0.43402 | 0.43235 | 0.43067 | 0.429 | 0.42733 | 0.42566 | 0.42399 | 0.42232 | 0.42065 | 0.41898 | 0.4173 | 0.41563 | 0.41396 | 0.41229 | 0.41062 | 0.40895 | 0.40728 | 0.40561 | 0.40393 | 0.40226 | 0.40059 | 0.39892 | 0.39725 | 0.39558 | 0.39436 | 0.39314 | 0.39192 | 0.39071 | 0.38949 | 0.38827 | 0.38705 | 0.38584 | 0.38462 | 0.3834 | 0.38218 | 0.38096 | 0.37975 | 0.37853 | 0.37731 | 0.37609 | 0.37488 | 0.37366 | 0.37244 | 0.37122 | 0.37 | 0.36879 | 0.36757 | 0.36635 | 0.37 | 0.99233 | 0.81448 | 0.63951 | 0.55158 | 0.4997 | 0.43569 | 0.39558 | 0.36635
0.05 | 0.38 | 1.0074 | 0.97785 | 0.94831 | 0.91878 | 0.88924 | 0.8597 | 0.83017 | 0.81542 | 0.80068 | 0.78594 | 0.7712 | 0.75645 | 0.74171 | 0.72697 | 0.71222 | 0.69748 | 0.68274 | 0.66799 | 0.65325 | 0.6458 | 0.63834 | 0.63089 | 0.62343 | 0.61598 | 0.60852 | 0.60107 | 0.59362 | 0.58616 | 0.57871 | 0.57125 | 0.5638 | 0.5594 | 0.55499 | 0.55059 | 0.54619 | 0.54179 | 0.53738 | 0.53298 | 0.52858 | 0.52417 | 0.51977 | 0.51537 | 0.51097 | 0.50825 | 0.50553 | 0.50281 | 0.50009 | 0.49737 | 0.49465 | 0.49192 | 0.4892 | 0.48648 | 0.48376 | 0.48104 | 0.47832 | 0.4756 | 0.47288 | 0.47016 | 0.46744 | 0.46472 | 0.462 | 0.45928 | 0.45656 | 0.45384 | 0.45112 | 0.4484 | 0.44568 | 0.44398 | 0.44227 | 0.44056 | 0.43886 | 0.43715 | 0.43545 | 0.43374 | 0.43203 | 0.43033 | 0.42862 | 0.42692 | 0.42521 | 0.42351 | 0.4218 | 0.42009 | 0.41839 | 0.41668 | 0.41498 | 0.41327 | 0.41156 | 0.40986 | 0.40815 | 0.40645 | 0.40474 | 0.4035 | 0.40225 | 0.40101 | 0.39977 | 0.39852 | 0.39728 | 0.39604 | 0.39479 | 0.39355 | 0.39231 | 0.39106 | 0.38982 | 0.38857 | 0.38733 | 0.38609 | 0.38484 | 0.3836 | 0.38236 | 0.38111 | 0.37987 | 0.37863 | 0.37738 | 0.37614 | 0.3749 | 0.38 | 1.0074 | 0.83017 | 0.65325 | 0.5638 | 0.51097 | 0.44568 | 0.40474 | 0.3749
0.1 | 0.39 | 1.0224 | 0.99301 | 0.96358 | 0.93415 | 0.90472 | 0.87529 | 0.84586 | 0.83095 | 0.81604 | 0.80114 | 0.78623 | 0.77133 | 0.75642 | 0.74151 | 0.72661 | 0.7117 | 0.6968 | 0.68189 | 0.66698 | 0.6594 | 0.65182 | 0.64424 | 0.63666 | 0.62908 | 0.6215 | 0.61392 | 0.60634 | 0.59876 | 0.59118 | 0.5836 | 0.57602 | 0.57154 | 0.56706 | 0.56257 | 0.55809 | 0.55361 | 0.54913 | 0.54464 | 0.54016 | 0.53568 | 0.5312 | 0.52672 | 0.52223 | 0.51946 | 0.51669 | 0.51391 | 0.51114 | 0.50837 | 0.50559 | 0.50282 | 0.50005 | 0.49727 | 0.4945 | 0.49173 | 0.48895 | 0.48618 | 0.48341 | 0.48063 | 0.47786 | 0.47509 | 0.47231 | 0.46954 | 0.46677 | 0.46399 | 0.46122 | 0.45845 | 0.45568 | 0.45393 | 0.45219 | 0.45045 | 0.44871 | 0.44697 | 0.44523 | 0.44349 | 0.44175 | 0.44001 | 0.43827 | 0.43653 | 0.43479 | 0.43305 | 0.43131 | 0.42957 | 0.42783 | 0.42609 | 0.42435 | 0.42261 | 0.42086 | 0.41912 | 0.41738 | 0.41564 | 0.4139 | 0.41263 | 0.41136 | 0.41009 | 0.40883 | 0.40756 | 0.40629 | 0.40502 | 0.40375 | 0.40248 | 0.40121 | 0.39994 | 0.39867 | 0.3974 | 0.39613 | 0.39486 | 0.3936 | 0.39233 | 0.39106 | 0.38979 | 0.38852 | 0.38725 | 0.38598 | 0.38471 | 0.38344 | 0.39 | 1.0224 | 0.84586 | 0.66698 | 0.57602 | 0.52223 | 0.45568 | 0.4139 | 0.38344
0.2 | 0.4 | 1.0375 | 1.0082 | 0.97884 | 0.94952 | 0.92019 | 0.89087 | 0.86154 | 0.84648 | 0.83141 | 0.81634 | 0.80127 | 0.7862 | 0.77113 | 0.75606 | 0.74099 | 0.72593 | 0.71086 | 0.69579 | 0.68072 | 0.67301 | 0.66531 | 0.6576 | 0.64989 | 0.64219 | 0.63448 | 0.62677 | 0.61907 | 0.61136 | 0.60365 | 0.59595 | 0.58824 | 0.58368 | 0.57912 | 0.57456 | 0.56999 | 0.56543 | 0.56087 | 0.55631 | 0.55175 | 0.54719 | 0.54262 | 0.53806 | 0.5335 | 0.53067 | 0.52785 | 0.52502 | 0.5222 | 0.51937 | 0.51654 | 0.51372 | 0.51089 | 0.50806 | 0.50524 | 0.50241 | 0.49958 | 0.49676 | 0.49393 | 0.49111 | 0.48828 | 0.48545 | 0.48263 | 0.4798 | 0.47697 | 0.47415 | 0.47132 | 0.4685 | 0.46567 | 0.46389 | 0.46212 | 0.46034 | 0.45857 | 0.45679 | 0.45502 | 0.45324 | 0.45147 | 0.44969 | 0.44792 | 0.44614 | 0.44437 | 0.44259 | 0.44082 | 0.43904 | 0.43727 | 0.43549 | 0.43372 | 0.43194 | 0.43017 | 0.42839 | 0.42661 | 0.42484 | 0.42306 | 0.42177 | 0.42047 | 0.41918 | 0.41789 | 0.41659 | 0.4153 | 0.414 | 0.41271 | 0.41141 | 0.41012 | 0.40882 | 0.40753 | 0.40623 | 0.40494 | 0.40364 | 0.40235 | 0.40105 | 0.39976 | 0.39846 | 0.39717 | 0.39587 | 0.39458 | 0.39328 | 0.39199 | 0.4 | 1.0375 | 0.86154 | 0.68072 | 0.58824 | 0.5335 | 0.46567 | 0.42306 | 0.39199
0.3 | 0.41 | 1.0436 | 1.0147 | 0.98582 | 0.95693 | 0.92804 | 0.89915 | 0.87027 | 0.85527 | 0.84027 | 0.82528 | 0.81028 | 0.79529 | 0.78029 | 0.76529 | 0.7503 | 0.7353 | 0.7203 | 0.70531 | 0.69031 | 0.68257 | 0.67483 | 0.66708 | 0.65934 | 0.6516 | 0.64385 | 0.63611 | 0.62837 | 0.62062 | 0.61288 | 0.60514 | 0.59739 | 0.59279 | 0.58818 | 0.58358 | 0.57897 | 0.57437 | 0.56976 | 0.56515 | 0.56055 | 0.55594 | 0.55134 | 0.54673 | 0.54213 | 0.53927 | 0.53641 | 0.53356 | 0.5307 | 0.52784 | 0.52499 | 0.52213 | 0.51927 | 0.51641 | 0.51356 | 0.5107 | 0.50784 | 0.50499 | 0.50213 | 0.49927 | 0.49642 | 0.49356 | 0.4907 | 0.48785 | 0.48499 | 0.48213 | 0.47928 | 0.47642 | 0.47356 | 0.47177 | 0.46997 | 0.46818 | 0.46638 | 0.46459 | 0.4628 | 0.461 | 0.45921 | 0.45741 | 0.45562 | 0.45383 | 0.45203 | 0.45024 | 0.44844 | 0.44665 | 0.44486 | 0.44306 | 0.44127 | 0.43947 | 0.43768 | 0.43589 | 0.43409 | 0.4323 | 0.4305 | 0.42919 | 0.42789 | 0.42658 | 0.42527 | 0.42396 | 0.42265 | 0.42134 | 0.42003 | 0.41872 | 0.41741 | 0.4161 | 0.41479 | 0.41348 | 0.41217 | 0.41086 | 0.40955 | 0.40825 | 0.40694 | 0.40563 | 0.40432 | 0.40301 | 0.4017 | 0.40039 | 0.39908 | 0.41 | 1.0436 | 0.87027 | 0.69031 | 0.59739 | 0.54213 | 0.47356 | 0.4305 | 0.39908
0.4 | 0.42 | 1.0497 | 1.0212 | 0.99279 | 0.96434 | 0.93589 | 0.90744 | 0.87899 | 0.86406 | 0.84914 | 0.83422 | 0.81929 | 0.80437 | 0.78945 | 0.77452 | 0.7596 | 0.74468 | 0.72975 | 0.71483 | 0.69991 | 0.69213 | 0.68435 | 0.67657 | 0.66879 | 0.66101 | 0.65323 | 0.64545 | 0.63767 | 0.62989 | 0.62211 | 0.61433 | 0.60654 | 0.6019 | 0.59725 | 0.5926 | 0.58795 | 0.5833 | 0.57865 | 0.574 | 0.56935 | 0.5647 | 0.56005 | 0.5554 | 0.55075 | 0.54787 | 0.54498 | 0.54209 | 0.5392 | 0.53632 | 0.53343 | 0.53054 | 0.52765 | 0.52477 | 0.52188 | 0.51899 | 0.5161 | 0.51322 | 0.51033 | 0.50744 | 0.50455 | 0.50167 | 0.49878 | 0.49589 | 0.493 | 0.49012 | 0.48723 | 0.48434 | 0.48145 | 0.47964 | 0.47783 | 0.47601 | 0.4742 | 0.47239 | 0.47058 | 0.46876 | 0.46695 | 0.46514 | 0.46332 | 0.46151 | 0.4597 | 0.45789 | 0.45607 | 0.45426 | 0.45245 | 0.45063 | 0.44882 | 0.44701 | 0.44519 | 0.44338 | 0.44157 | 0.43976 | 0.43794 | 0.43662 | 0.4353 | 0.43397 | 0.43265 | 0.43132 | 0.43 | 0.42868 | 0.42735 | 0.42603 | 0.42471 | 0.42338 | 0.42206 | 0.42073 | 0.41941 | 0.41809 | 0.41676 | 0.41544 | 0.41412 | 0.41279 | 0.41147 | 0.41014 | 0.40882 | 0.4075 | 0.40617 | 0.42 | 1.0497 | 0.87899 | 0.69991 | 0.60654 | 0.55075 | 0.48145 | 0.43794 | 0.40617
0.5 | 0.43 | 1.0558 | 1.0278 | 0.99976 | 0.97175 | 0.94374 | 0.91572 | 0.88771 | 0.87286 | 0.85801 | 0.84316 | 0.82831 | 0.81345 | 0.7986 | 0.78375 | 0.7689 | 0.75405 | 0.7392 | 0.72435 | 0.7095 | 0.70168 | 0.69387 | 0.68605 | 0.67823 | 0.67041 | 0.6626 | 0.65478 | 0.64696 | 0.63915 | 0.63133 | 0.62351 | 0.6157 | 0.611 | 0.60631 | 0.60162 | 0.59692 | 0.59223 | 0.58754 | 0.58285 | 0.57815 | 0.57346 | 0.56877 | 0.56407 | 0.55938 | 0.55646 | 0.55354 | 0.55063 | 0.54771 | 0.54479 | 0.54187 | 0.53895 | 0.53604 | 0.53312 | 0.5302 | 0.52728 | 0.52436 | 0.52144 | 0.51853 | 0.51561 | 0.51269 | 0.50977 | 0.50685 | 0.50394 | 0.50102 | 0.4981 | 0.49518 | 0.49226 | 0.48935 | 0.48751 | 0.48568 | 0.48385 | 0.48202 | 0.48019 | 0.47836 | 0.47652 | 0.47469 | 0.47286 | 0.47103 | 0.4692 | 0.46736 | 0.46553 | 0.4637 | 0.46187 | 0.46004 | 0.4582 | 0.45637 | 0.45454 | 0.45271 | 0.45088 | 0.44905 | 0.44721 | 0.44538 | 0.44404 | 0.44271 | 0.44137 | 0.44003 | 0.43869 | 0.43735 | 0.43601 | 0.43468 | 0.43334 | 0.432 | 0.43066 | 0.42932 | 0.42799 | 0.42665 | 0.42531 | 0.42397 | 0.42263 | 0.42129 | 0.41996 | 0.41862 | 0.41728 | 0.41594 | 0.4146 | 0.41327 | 0.43 | 1.0558 | 0.88771 | 0.7095 | 0.6157 | 0.55938 | 0.48935 | 0.44538 | 0.41327
0.6 | 0.44 | 1.0619 | 1.0343 | 1.0067 | 0.97916 | 0.95158 | 0.92401 | 0.89643 | 0.88165 | 0.86687 | 0.8521 | 0.83732 | 0.82254 | 0.80776 | 0.79298 | 0.7782 | 0.76343 | 0.74865 | 0.73387 | 0.71909 | 0.71124 | 0.70339 | 0.69553 | 0.68768 | 0.67982 | 0.67197 | 0.66412 | 0.65626 | 0.64841 | 0.64056 | 0.6327 | 0.62485 | 0.62011 | 0.61538 | 0.61064 | 0.6059 | 0.60116 | 0.59643 | 0.59169 | 0.58695 | 0.58222 | 0.57748 | 0.57274 | 0.56801 | 0.56506 | 0.56211 | 0.55916 | 0.55621 | 0.55326 | 0.55031 | 0.54737 | 0.54442 | 0.54147 | 0.53852 | 0.53557 | 0.53262 | 0.52967 | 0.52673 | 0.52378 | 0.52083 | 0.51788 | 0.51493 | 0.51198 | 0.50903 | 0.50608 | 0.50314 | 0.50019 | 0.49724 | 0.49539 | 0.49354 | 0.49169 | 0.48984 | 0.48799 | 0.48613 | 0.48428 | 0.48243 | 0.48058 | 0.47873 | 0.47688 | 0.47503 | 0.47318 | 0.47133 | 0.46948 | 0.46763 | 0.46578 | 0.46393 | 0.46207 | 0.46022 | 0.45837 | 0.45652 | 0.45467 | 0.45282 | 0.45147 | 0.45012 | 0.44876 | 0.44741 | 0.44606 | 0.44471 | 0.44335 | 0.442 | 0.44065 | 0.43929 | 0.43794 | 0.43659 | 0.43524 | 0.43388 | 0.43253 | 0.43118 | 0.42983 | 0.42847 | 0.42712 | 0.42577 | 0.42442 | 0.42306 | 0.42171 | 0.42036 | 0.44 | 1.0619 | 0.89643 | 0.71909 | 0.62485 | 0.56801 | 0.49724 | 0.45282 | 0.42036
0.7 | 0.45 | 1.068 | 1.0409 | 1.0137 | 0.98657 | 0.95943 | 0.93229 | 0.90515 | 0.89045 | 0.87574 | 0.86103 | 0.84633 | 0.83162 | 0.81692 | 0.80221 | 0.78751 | 0.7728 | 0.7581 | 0.74339 | 0.72869 | 0.7208 | 0.7129 | 0.70501 | 0.69712 | 0.68923 | 0.68134 | 0.67345 | 0.66556 | 0.65767 | 0.64978 | 0.64189 | 0.634 | 0.62922 | 0.62444 | 0.61966 | 0.61488 | 0.6101 | 0.60532 | 0.60054 | 0.59576 | 0.59097 | 0.58619 | 0.58141 | 0.57663 | 0.57365 | 0.57067 | 0.56769 | 0.56472 | 0.56174 | 0.55876 | 0.55578 | 0.5528 | 0.54982 | 0.54684 | 0.54386 | 0.54088 | 0.5379 | 0.53492 | 0.53194 | 0.52897 | 0.52599 | 0.52301 | 0.52003 | 0.51705 | 0.51407 | 0.51109 | 0.50811 | 0.50513 | 0.50326 | 0.50139 | 0.49952 | 0.49765 | 0.49578 | 0.49391 | 0.49204 | 0.49017 | 0.4883 | 0.48644 | 0.48457 | 0.4827 | 0.48083 | 0.47896 | 0.47709 | 0.47522 | 0.47335 | 0.47148 | 0.46961 | 0.46774 | 0.46587 | 0.464 | 0.46213 | 0.46026 | 0.45889 | 0.45753 | 0.45616 | 0.45479 | 0.45342 | 0.45206 | 0.45069 | 0.44932 | 0.44796 | 0.44659 | 0.44522 | 0.44386 | 0.44249 | 0.44112 | 0.43975 | 0.43839 | 0.43702 | 0.43565 | 0.43429 | 0.43292 | 0.43155 | 0.43019 | 0.42882 | 0.42745 | 0.45 | 1.068 | 0.90515 | 0.72869 | 0.634 | 0.57663 | 0.50513 | 0.46026 | 0.42745
0.8 | 0.46 | 1.0741 | 1.0474 | 1.0207 | 0.99398 | 0.96728 | 0.94058 | 0.91387 | 0.89924 | 0.88461 | 0.86997 | 0.85534 | 0.84071 | 0.82608 | 0.81144 | 0.79681 | 0.78218 | 0.76754 | 0.75291 | 0.73828 | 0.73035 | 0.72242 | 0.7145 | 0.70657 | 0.69864 | 0.69072 | 0.68279 | 0.67486 | 0.66693 | 0.65901 | 0.65108 | 0.64315 | 0.63833 | 0.6335 | 0.62868 | 0.62386 | 0.61903 | 0.61421 | 0.60938 | 0.60456 | 0.59973 | 0.59491 | 0.59008 | 0.58526 | 0.58225 | 0.57924 | 0.57623 | 0.57322 | 0.57021 | 0.5672 | 0.56419 | 0.56118 | 0.55817 | 0.55516 | 0.55215 | 0.54914 | 0.54613 | 0.54312 | 0.54011 | 0.5371 | 0.53409 | 0.53108 | 0.52807 | 0.52506 | 0.52205 | 0.51904 | 0.51603 | 0.51302 | 0.51114 | 0.50925 | 0.50736 | 0.50547 | 0.50358 | 0.50169 | 0.4998 | 0.49792 | 0.49603 | 0.49414 | 0.49225 | 0.49036 | 0.48847 | 0.48658 | 0.4847 | 0.48281 | 0.48092 | 0.47903 | 0.47714 | 0.47525 | 0.47336 | 0.47148 | 0.46959 | 0.4677 | 0.46632 | 0.46494 | 0.46355 | 0.46217 | 0.46079 | 0.45941 | 0.45803 | 0.45665 | 0.45527 | 0.45388 | 0.4525 | 0.45112 | 0.44974 | 0.44836 | 0.44698 | 0.4456 | 0.44421 | 0.44283 | 0.44145 | 0.44007 | 0.43869 | 0.43731 | 0.43593 | 0.43454 | 0.46 | 1.0741 | 0.91387 | 0.73828 | 0.64315 | 0.58526 | 0.51302 | 0.4677 | 0.43454
0.9 | 0.47 | 1.0802 | 1.0539 | 1.0277 | 1.0014 | 0.97513 | 0.94886 | 0.92259 | 0.90803 | 0.89347 | 0.87891 | 0.86435 | 0.84979 | 0.83523 | 0.82067 | 0.80611 | 0.79155 | 0.77699 | 0.76243 | 0.74787 | 0.73991 | 0.73194 | 0.72398 | 0.71602 | 0.70805 | 0.70009 | 0.69212 | 0.68416 | 0.6762 | 0.66823 | 0.66027 | 0.65231 | 0.64744 | 0.64257 | 0.6377 | 0.63283 | 0.62796 | 0.6231 | 0.61823 | 0.61336 | 0.60849 | 0.60362 | 0.59875 | 0.59388 | 0.59084 | 0.5878 | 0.58476 | 0.58172 | 0.57868 | 0.57564 | 0.5726 | 0.56956 | 0.56652 | 0.56348 | 0.56044 | 0.5574 | 0.55436 | 0.55132 | 0.54828 | 0.54524 | 0.5422 | 0.53916 | 0.53612 | 0.53308 | 0.53004 | 0.527 | 0.52396 | 0.52092 | 0.51901 | 0.5171 | 0.51519 | 0.51329 | 0.51138 | 0.50947 | 0.50756 | 0.50566 | 0.50375 | 0.50184 | 0.49993 | 0.49803 | 0.49612 | 0.49421 | 0.49231 | 0.4904 | 0.48849 | 0.48658 | 0.48468 | 0.48277 | 0.48086 | 0.47895 | 0.47705 | 0.47514 | 0.47374 | 0.47235 | 0.47095 | 0.46955 | 0.46816 | 0.46676 | 0.46537 | 0.46397 | 0.46258 | 0.46118 | 0.45978 | 0.45839 | 0.45699 | 0.4556 | 0.4542 | 0.4528 | 0.45141 | 0.45001 | 0.44862 | 0.44722 | 0.44582 | 0.44443 | 0.44303 | 0.44164 | 0.47 | 1.0802 | 0.92259 | 0.74787 | 0.65231 | 0.59388 | 0.52092 | 0.47514 | 0.44164
1 | 0.48 | 1.0863 | 1.0605 | 1.0346 | 1.0088 | 0.98297 | 0.95714 | 0.93131 | 0.91683 | 0.90234 | 0.88785 | 0.87336 | 0.85888 | 0.84439 | 0.8299 | 0.81541 | 0.80093 | 0.78644 | 0.77195 | 0.75746 | 0.74946 | 0.74146 | 0.73346 | 0.72546 | 0.71746 | 0.70946 | 0.70146 | 0.69346 | 0.68546 | 0.67746 | 0.66946 | 0.66146 | 0.65655 | 0.65163 | 0.64672 | 0.64181 | 0.6369 | 0.63198 | 0.62707 | 0.62216 | 0.61725 | 0.61234 | 0.60742 | 0.60251 | 0.59944 | 0.59637 | 0.5933 | 0.59023 | 0.58716 | 0.58409 | 0.58101 | 0.57794 | 0.57487 | 0.5718 | 0.56873 | 0.56566 | 0.56259 | 0.55952 | 0.55645 | 0.55338 | 0.55031 | 0.54723 | 0.54416 | 0.54109 | 0.53802 | 0.53495 | 0.53188 | 0.52881 | 0.52688 | 0.52496 | 0.52303 | 0.5211 | 0.51918 | 0.51725 | 0.51532 | 0.5134 | 0.51147 | 0.50955 | 0.50762 | 0.50569 | 0.50377 | 0.50184 | 0.49991 | 0.49799 | 0.49606 | 0.49414 | 0.49221 | 0.49028 | 0.48836 | 0.48643 | 0.4845 | 0.48258 | 0.48117 | 0.47976 | 0.47835 | 0.47694 | 0.47553 | 0.47412 | 0.4727 | 0.47129 | 0.46988 | 0.46847 | 0.46706 | 0.46565 | 0.46424 | 0.46283 | 0.46142 | 0.46001 | 0.4586 | 0.45719 | 0.45578 | 0.45437 | 0.45296 | 0.45155 | 0.45014 | 0.44873 | 0.48 | 1.0863 | 0.93131 | 0.75746 | 0.66146 | 0.60251 | 0.52881 | 0.48258 | 0.44873
1.1 | 0.49 | 1.0924 | 1.067 | 1.0416 | 1.0162 | 0.99082 | 0.96543 | 0.94004 | 0.92562 | 0.91121 | 0.89679 | 0.88238 | 0.86796 | 0.85355 | 0.83913 | 0.82472 | 0.8103 | 0.79589 | 0.78147 | 0.76706 | 0.75902 | 0.75098 | 0.74295 | 0.73491 | 0.72687 | 0.71883 | 0.7108 | 0.70276 | 0.69472 | 0.68668 | 0.67865 | 0.67061 | 0.66565 | 0.6607 | 0.65574 | 0.65079 | 0.64583 | 0.64087 | 0.63592 | 0.63096 | 0.62601 | 0.62105 | 0.61609 | 0.61114 | 0.60804 | 0.60493 | 0.60183 | 0.59873 | 0.59563 | 0.59253 | 0.58943 | 0.58633 | 0.58322 | 0.58012 | 0.57702 | 0.57392 | 0.57082 | 0.56772 | 0.56462 | 0.56151 | 0.55841 | 0.55531 | 0.55221 | 0.54911 | 0.54601 | 0.5429 | 0.5398 | 0.5367 | 0.53476 | 0.53281 | 0.53087 | 0.52892 | 0.52698 | 0.52503 | 0.52309 | 0.52114 | 0.51919 | 0.51725 | 0.5153 | 0.51336 | 0.51141 | 0.50947 | 0.50752 | 0.50558 | 0.50363 | 0.50169 | 0.49974 | 0.4978 | 0.49585 | 0.49391 | 0.49196 | 0.49002 | 0.48859 | 0.48717 | 0.48574 | 0.48432 | 0.48289 | 0.48147 | 0.48004 | 0.47862 | 0.47719 | 0.47577 | 0.47434 | 0.47292 | 0.47149 | 0.47007 | 0.46864 | 0.46722 | 0.46579 | 0.46437 | 0.46295 | 0.46152 | 0.4601 | 0.45867 | 0.45725 | 0.45582 | 0.49 | 1.0924 | 0.94004 | 0.76706 | 0.67061 | 0.61114 | 0.5367 | 0.49002 | 0.45582
1.2 | 0.5 | 1.0985 | 1.0735 | 1.0486 | 1.0236 | 0.99867 | 0.97371 | 0.94876 | 0.93442 | 0.92007 | 0.90573 | 0.89139 | 0.87705 | 0.8627 | 0.84836 | 0.83402 | 0.81968 | 0.80534 | 0.79099 | 0.77665 | 0.76858 | 0.7605 | 0.75243 | 0.74435 | 0.73628 | 0.72821 | 0.72013 | 0.71206 | 0.70398 | 0.69591 | 0.68784 | 0.67976 | 0.67476 | 0.66976 | 0.66476 | 0.65976 | 0.65476 | 0.64976 | 0.64476 | 0.63976 | 0.63476 | 0.62976 | 0.62476 | 0.61976 | 0.61663 | 0.6135 | 0.61037 | 0.60724 | 0.6041 | 0.60097 | 0.59784 | 0.59471 | 0.59158 | 0.58844 | 0.58531 | 0.58218 | 0.57905 | 0.57591 | 0.57278 | 0.56965 | 0.56652 | 0.56339 | 0.56025 | 0.55712 | 0.55399 | 0.55086 | 0.54773 | 0.54459 | 0.54263 | 0.54067 | 0.5387 | 0.53674 | 0.53477 | 0.53281 | 0.53085 | 0.52888 | 0.52692 | 0.52495 | 0.52299 | 0.52102 | 0.51906 | 0.5171 | 0.51513 | 0.51317 | 0.5112 | 0.50924 | 0.50728 | 0.50531 | 0.50335 | 0.50138 | 0.49942 | 0.49746 | 0.49602 | 0.49458 | 0.49314 | 0.4917 | 0.49026 | 0.48882 | 0.48738 | 0.48594 | 0.4845 | 0.48306 | 0.48162 | 0.48018 | 0.47875 | 0.47731 | 0.47587 | 0.47443 | 0.47299 | 0.47155 | 0.47011 | 0.46867 | 0.46723 | 0.46579 | 0.46435 | 0.46291 | 0.5 | 1.0985 | 0.94876 | 0.77665 | 0.67976 | 0.61976 | 0.54459 | 0.49746 | 0.46291
1.3 | 0.51 | 1.1046 | 1.0801 | 1.0556 | 1.031 | 1.0065 | 0.982 | 0.95748 | 0.94321 | 0.92894 | 0.91467 | 0.9004 | 0.88613 | 0.87186 | 0.85759 | 0.84332 | 0.82905 | 0.81478 | 0.80051 | 0.78624 | 0.77813 | 0.77002 | 0.76191 | 0.7538 | 0.74569 | 0.73758 | 0.72947 | 0.72136 | 0.71325 | 0.70514 | 0.69703 | 0.68891 | 0.68387 | 0.67883 | 0.67378 | 0.66874 | 0.6637 | 0.65865 | 0.65361 | 0.64856 | 0.64352 | 0.63848 | 0.63343 | 0.62839 | 0.62523 | 0.62206 | 0.6189 | 0.61574 | 0.61258 | 0.60941 | 0.60625 | 0.60309 | 0.59993 | 0.59676 | 0.5936 | 0.59044 | 0.58728 | 0.58411 | 0.58095 | 0.57779 | 0.57463 | 0.57146 | 0.5683 | 0.56514 | 0.56197 | 0.55881 | 0.55565 | 0.55249 | 0.5505 | 0.54852 | 0.54654 | 0.54455 | 0.54257 | 0.54059 | 0.53861 | 0.53662 | 0.53464 | 0.53266 | 0.53067 | 0.52869 | 0.52671 | 0.52472 | 0.52274 | 0.52076 | 0.51878 | 0.51679 | 0.51481 | 0.51283 | 0.51084 | 0.50886 | 0.50688 | 0.50489 | 0.50344 | 0.50199 | 0.50053 | 0.49908 | 0.49763 | 0.49617 | 0.49472 | 0.49327 | 0.49181 | 0.49036 | 0.4889 | 0.48745 | 0.486 | 0.48454 | 0.48309 | 0.48164 | 0.48018 | 0.47873 | 0.47727 | 0.47582 | 0.47437 | 0.47291 | 0.47146 | 0.47001 | 0.51 | 1.1046 | 0.95748 | 0.78624 | 0.68891 | 0.62839 | 0.55249 | 0.50489 | 0.47001
1.4 | 0.52 | 1.1107 | 1.0866 | 1.0625 | 1.0384 | 1.0144 | 0.99028 | 0.9662 | 0.952 | 0.93781 | 0.92361 | 0.90941 | 0.89522 | 0.88102 | 0.86682 | 0.85262 | 0.83843 | 0.82423 | 0.81003 | 0.79584 | 0.78769 | 0.77954 | 0.77139 | 0.76325 | 0.7551 | 0.74695 | 0.7388 | 0.73066 | 0.72251 | 0.71436 | 0.70621 | 0.69807 | 0.69298 | 0.68789 | 0.6828 | 0.67772 | 0.67263 | 0.66754 | 0.66245 | 0.65737 | 0.65228 | 0.64719 | 0.6421 | 0.63702 | 0.63382 | 0.63063 | 0.62744 | 0.62424 | 0.62105 | 0.61786 | 0.61466 | 0.61147 | 0.60828 | 0.60508 | 0.60189 | 0.5987 | 0.5955 | 0.59231 | 0.58912 | 0.58592 | 0.58273 | 0.57954 | 0.57635 | 0.57315 | 0.56996 | 0.56677 | 0.56357 | 0.56038 | 0.55838 | 0.55638 | 0.55437 | 0.55237 | 0.55037 | 0.54837 | 0.54637 | 0.54436 | 0.54236 | 0.54036 | 0.53836 | 0.53636 | 0.53435 | 0.53235 | 0.53035 | 0.52835 | 0.52635 | 0.52435 | 0.52234 | 0.52034 | 0.51834 | 0.51634 | 0.51434 | 0.51233 | 0.51087 | 0.5094 | 0.50793 | 0.50646 | 0.50499 | 0.50353 | 0.50206 | 0.50059 | 0.49912 | 0.49765 | 0.49618 | 0.49472 | 0.49325 | 0.49178 | 0.49031 | 0.48884 | 0.48738 | 0.48591 | 0.48444 | 0.48297 | 0.4815 | 0.48004 | 0.47857 | 0.4771 | 0.52 | 1.1107 | 0.9662 | 0.79584 | 0.69807 | 0.63702 | 0.56038 | 0.51233 | 0.4771
1.5 | 0.53 | 1.1168 | 1.0931 | 1.0695 | 1.0459 | 1.0222 | 0.99857 | 0.97492 | 0.9608 | 0.94667 | 0.93255 | 0.91842 | 0.9043 | 0.89018 | 0.87605 | 0.86193 | 0.8478 | 0.83368 | 0.81955 | 0.80543 | 0.79725 | 0.78906 | 0.78088 | 0.77269 | 0.76451 | 0.75632 | 0.74814 | 0.73996 | 0.73177 | 0.72359 | 0.7154 | 0.70722 | 0.70209 | 0.69696 | 0.69182 | 0.68669 | 0.68156 | 0.67643 | 0.6713 | 0.66617 | 0.66104 | 0.65591 | 0.65077 | 0.64564 | 0.64242 | 0.6392 | 0.63597 | 0.63275 | 0.62952 | 0.6263 | 0.62308 | 0.61985 | 0.61663 | 0.6134 | 0.61018 | 0.60696 | 0.60373 | 0.60051 | 0.59729 | 0.59406 | 0.59084 | 0.58761 | 0.58439 | 0.58117 | 0.57794 | 0.57472 | 0.5715 | 0.56827 | 0.56625 | 0.56423 | 0.56221 | 0.56019 | 0.55817 | 0.55615 | 0.55413 | 0.55211 | 0.55008 | 0.54806 | 0.54604 | 0.54402 | 0.542 | 0.53998 | 0.53796 | 0.53594 | 0.53392 | 0.5319 | 0.52988 | 0.52786 | 0.52584 | 0.52381 | 0.52179 | 0.51977 | 0.51829 | 0.51681 | 0.51533 | 0.51384 | 0.51236 | 0.51088 | 0.5094 | 0.50791 | 0.50643 | 0.50495 | 0.50346 | 0.50198 | 0.5005 | 0.49902 | 0.49753 | 0.49605 | 0.49457 | 0.49309 | 0.4916 | 0.49012 | 0.48864 | 0.48716 | 0.48567 | 0.48419 | 0.53 | 1.1168 | 0.97492 | 0.80543 | 0.70722 | 0.64564 | 0.56827 | 0.51977 | 0.48419
1.6 | 0.54 | 1.1229 | 1.0997 | 1.0765 | 1.0533 | 1.0301 | 1.0068 | 0.98364 | 0.96959 | 0.95554 | 0.94149 | 0.92744 | 0.91338 | 0.89933 | 0.88528 | 0.87123 | 0.85718 | 0.84313 | 0.82908 | 0.81502 | 0.8068 | 0.79858 | 0.79036 | 0.78214 | 0.77392 | 0.7657 | 0.75748 | 0.74926 | 0.74103 | 0.73281 | 0.72459 | 0.71637 | 0.7112 | 0.70602 | 0.70085 | 0.69567 | 0.6905 | 0.68532 | 0.68014 | 0.67497 | 0.66979 | 0.66462 | 0.65944 | 0.65427 | 0.65101 | 0.64776 | 0.64451 | 0.64125 | 0.638 | 0.63474 | 0.63149 | 0.62823 | 0.62498 | 0.62173 | 0.61847 | 0.61522 | 0.61196 | 0.60871 | 0.60545 | 0.6022 | 0.59894 | 0.59569 | 0.59244 | 0.58918 | 0.58593 | 0.58267 | 0.57942 | 0.57616 | 0.57412 | 0.57209 | 0.57005 | 0.56801 | 0.56597 | 0.56393 | 0.56189 | 0.55985 | 0.55781 | 0.55577 | 0.55373 | 0.55169 | 0.54965 | 0.54761 | 0.54557 | 0.54353 | 0.54149 | 0.53945 | 0.53741 | 0.53537 | 0.53333 | 0.53129 | 0.52925 | 0.52721 | 0.52572 | 0.52422 | 0.52272 | 0.52122 | 0.51973 | 0.51823 | 0.51673 | 0.51524 | 0.51374 | 0.51224 | 0.51075 | 0.50925 | 0.50775 | 0.50625 | 0.50476 | 0.50326 | 0.50176 | 0.50027 | 0.49877 | 0.49727 | 0.49578 | 0.49428 | 0.49278 | 0.49128 | 0.54 | 1.1229 | 0.98364 | 0.81502 | 0.71637 | 0.65427 | 0.57616 | 0.52721 | 0.49128
1.7 | 0.55 | 1.129 | 1.1062 | 1.0834 | 1.0607 | 1.0379 | 1.0151 | 0.99236 | 0.97838 | 0.96441 | 0.95043 | 0.93645 | 0.92247 | 0.90849 | 0.89451 | 0.88053 | 0.86655 | 0.85257 | 0.8386 | 0.82462 | 0.81636 | 0.8081 | 0.79984 | 0.79159 | 0.78333 | 0.77507 | 0.76681 | 0.75855 | 0.7503 | 0.74204 | 0.73378 | 0.72552 | 0.7203 | 0.71509 | 0.70987 | 0.70465 | 0.69943 | 0.69421 | 0.68899 | 0.68377 | 0.67855 | 0.67333 | 0.66811 | 0.6629 | 0.65961 | 0.65633 | 0.65304 | 0.64976 | 0.64647 | 0.64319 | 0.6399 | 0.63662 | 0.63333 | 0.63005 | 0.62676 | 0.62348 | 0.62019 | 0.61691 | 0.61362 | 0.61034 | 0.60705 | 0.60377 | 0.60048 | 0.5972 | 0.59391 | 0.59063 | 0.58734 | 0.58406 | 0.582 | 0.57994 | 0.57788 | 0.57582 | 0.57376 | 0.57171 | 0.56965 | 0.56759 | 0.56553 | 0.56347 | 0.56141 | 0.55935 | 0.5573 | 0.55524 | 0.55318 | 0.55112 | 0.54906 | 0.547 | 0.54494 | 0.54289 | 0.54083 | 0.53877 | 0.53671 | 0.53465 | 0.53314 | 0.53163 | 0.53012 | 0.52861 | 0.52709 | 0.52558 | 0.52407 | 0.52256 | 0.52105 | 0.51954 | 0.51803 | 0.51651 | 0.515 | 0.51349 | 0.51198 | 0.51047 | 0.50896 | 0.50745 | 0.50593 | 0.50442 | 0.50291 | 0.5014 | 0.49989 | 0.49838 | 0.55 | 1.129 | 0.99236 | 0.82462 | 0.72552 | 0.6629 | 0.58406 | 0.53465 | 0.49838
1.8 | 0.56 | 1.1351 | 1.1128 | 1.0904 | 1.0681 | 1.0458 | 1.0234 | 1.0011 | 0.98718 | 0.97327 | 0.95937 | 0.94546 | 0.93155 | 0.91765 | 0.90374 | 0.88983 | 0.87593 | 0.86202 | 0.84812 | 0.83421 | 0.82592 | 0.81762 | 0.80933 | 0.80103 | 0.79274 | 0.78444 | 0.77615 | 0.76785 | 0.75956 | 0.75126 | 0.74297 | 0.73468 | 0.72941 | 0.72415 | 0.71889 | 0.71362 | 0.70836 | 0.7031 | 0.69784 | 0.69257 | 0.68731 | 0.68205 | 0.67678 | 0.67152 | 0.66821 | 0.66489 | 0.66158 | 0.65826 | 0.65494 | 0.65163 | 0.64831 | 0.645 | 0.64168 | 0.63837 | 0.63505 | 0.63174 | 0.62842 | 0.6251 | 0.62179 | 0.61847 | 0.61516 | 0.61184 | 0.60853 | 0.60521 | 0.6019 | 0.59858 | 0.59527 | 0.59195 | 0.58987 | 0.58779 | 0.58572 | 0.58364 | 0.58156 | 0.57948 | 0.57741 | 0.57533 | 0.57325 | 0.57117 | 0.5691 | 0.56702 | 0.56494 | 0.56286 | 0.56079 | 0.55871 | 0.55663 | 0.55456 | 0.55248 | 0.5504 | 0.54832 | 0.54625 | 0.54417 | 0.54209 | 0.54056 | 0.53904 | 0.53751 | 0.53599 | 0.53446 | 0.53294 | 0.53141 | 0.52988 | 0.52836 | 0.52683 | 0.52531 | 0.52378 | 0.52225 | 0.52073 | 0.5192 | 0.51768 | 0.51615 | 0.51462 | 0.5131 | 0.51157 | 0.51005 | 0.50852 | 0.507 | 0.50547 | 0.56 | 1.1351 | 1.0011 | 0.83421 | 0.73468 | 0.67152 | 0.59195 | 0.54209 | 0.50547
1.9 | 0.57 | 1.1412 | 1.1193 | 1.0974 | 1.0755 | 1.0536 | 1.0317 | 1.0098 | 0.99597 | 0.98214 | 0.96831 | 0.95447 | 0.94064 | 0.9268 | 0.91297 | 0.89914 | 0.8853 | 0.87147 | 0.85764 | 0.8438 | 0.83547 | 0.82714 | 0.81881 | 0.81048 | 0.80215 | 0.79382 | 0.78548 | 0.77715 | 0.76882 | 0.76049 | 0.75216 | 0.74383 | 0.73852 | 0.73321 | 0.72791 | 0.7226 | 0.71729 | 0.71199 | 0.70668 | 0.70137 | 0.69607 | 0.69076 | 0.68545 | 0.68015 | 0.6768 | 0.67346 | 0.67011 | 0.66676 | 0.66342 | 0.66007 | 0.65673 | 0.65338 | 0.65003 | 0.64669 | 0.64334 | 0.63999 | 0.63665 | 0.6333 | 0.62996 | 0.62661 | 0.62326 | 0.61992 | 0.61657 | 0.61323 | 0.60988 | 0.60653 | 0.60319 | 0.59984 | 0.59775 | 0.59565 | 0.59355 | 0.59146 | 0.58936 | 0.58726 | 0.58517 | 0.58307 | 0.58097 | 0.57888 | 0.57678 | 0.57469 | 0.57259 | 0.57049 | 0.5684 | 0.5663 | 0.5642 | 0.56211 | 0.56001 | 0.55791 | 0.55582 | 0.55372 | 0.55163 | 0.54953 | 0.54799 | 0.54645 | 0.54491 | 0.54337 | 0.54183 | 0.54029 | 0.53875 | 0.53721 | 0.53567 | 0.53413 | 0.53259 | 0.53105 | 0.52951 | 0.52797 | 0.52642 | 0.52488 | 0.52334 | 0.5218 | 0.52026 | 0.51872 | 0.51718 | 0.51564 | 0.5141 | 0.51256 | 0.57 | 1.1412 | 1.0098 | 0.8438 | 0.74383 | 0.68015 | 0.59984 | 0.54953 | 0.51256
2 | 0.58 | 1.1473 | 1.1258 | 1.1044 | 1.0829 | 1.0614 | 1.04 | 1.0185 | 1.0048 | 0.99101 | 0.97724 | 0.96348 | 0.94972 | 0.93596 | 0.9222 | 0.90844 | 0.89468 | 0.88092 | 0.86716 | 0.8534 | 0.84503 | 0.83666 | 0.82829 | 0.81992 | 0.81156 | 0.80319 | 0.79482 | 0.78645 | 0.77808 | 0.76972 | 0.76135 | 0.75298 | 0.74763 | 0.74228 | 0.73693 | 0.73158 | 0.72623 | 0.72088 | 0.71553 | 0.71018 | 0.70483 | 0.69948 | 0.69412 | 0.68877 | 0.6854 | 0.68202 | 0.67864 | 0.67527 | 0.67189 | 0.66851 | 0.66514 | 0.66176 | 0.65838 | 0.65501 | 0.65163 | 0.64825 | 0.64488 | 0.6415 | 0.63812 | 0.63475 | 0.63137 | 0.62799 | 0.62462 | 0.62124 | 0.61786 | 0.61449 | 0.61111 | 0.60773 | 0.60562 | 0.6035 | 0.60139 | 0.59927 | 0.59716 | 0.59504 | 0.59293 | 0.59081 | 0.5887 | 0.58658 | 0.58447 | 0.58235 | 0.58024 | 0.57812 | 0.57601 | 0.57389 | 0.57178 | 0.56966 | 0.56754 | 0.56543 | 0.56331 | 0.5612 | 0.55908 | 0.55697 | 0.55541 | 0.55386 | 0.5523 | 0.55075 | 0.54919 | 0.54764 | 0.54609 | 0.54453 | 0.54298 | 0.54142 | 0.53987 | 0.53831 | 0.53676 | 0.5352 | 0.53365 | 0.53209 | 0.53054 | 0.52898 | 0.52743 | 0.52587 | 0.52432 | 0.52276 | 0.52121 | 0.51965 | 0.58 | 1.1473 | 1.0185 | 0.8534 | 0.75298 | 0.68877 | 0.60773 | 0.55697 | 0.51965
2.1 | 0.59 | 1.1534 | 1.1324 | 1.1113 | 1.0903 | 1.0693 | 1.0483 | 1.0272 | 1.0136 | 0.99987 | 0.98618 | 0.9725 | 0.95881 | 0.94512 | 0.93143 | 0.91774 | 0.90405 | 0.89037 | 0.87668 | 0.86299 | 0.85458 | 0.84618 | 0.83777 | 0.82937 | 0.82097 | 0.81256 | 0.80416 | 0.79575 | 0.78735 | 0.77894 | 0.77054 | 0.76213 | 0.75674 | 0.75134 | 0.74595 | 0.74055 | 0.73516 | 0.72977 | 0.72437 | 0.71898 | 0.71358 | 0.70819 | 0.70279 | 0.6974 | 0.69399 | 0.69059 | 0.68718 | 0.68377 | 0.68036 | 0.67696 | 0.67355 | 0.67014 | 0.66674 | 0.66333 | 0.65992 | 0.65651 | 0.65311 | 0.6497 | 0.64629 | 0.64288 | 0.63948 | 0.63607 | 0.63266 | 0.62926 | 0.62585 | 0.62244 | 0.61903 | 0.61563 | 0.61349 | 0.61136 | 0.60922 | 0.60709 | 0.60496 | 0.60282 | 0.60069 | 0.59855 | 0.59642 | 0.59429 | 0.59215 | 0.59002 | 0.58788 | 0.58575 | 0.58361 | 0.58148 | 0.57935 | 0.57721 | 0.57508 | 0.57294 | 0.57081 | 0.56868 | 0.56654 | 0.56441 | 0.56284 | 0.56127 | 0.5597 | 0.55813 | 0.55656 | 0.55499 | 0.55342 | 0.55185 | 0.55029 | 0.54872 | 0.54715 | 0.54558 | 0.54401 | 0.54244 | 0.54087 | 0.5393 | 0.53773 | 0.53616 | 0.53459 | 0.53302 | 0.53146 | 0.52989 | 0.52832 | 0.52675 | 0.59 | 1.1534 | 1.0272 | 0.86299 | 0.76213 | 0.6974 | 0.61563 | 0.56441 | 0.52675
2.2 | 0.6 | 1.1595 | 1.1389 | 1.1183 | 1.0977 | 1.0771 | 1.0566 | 1.036 | 1.0224 | 1.0087 | 0.99512 | 0.98151 | 0.96789 | 0.95428 | 0.94066 | 0.92704 | 0.91343 | 0.89981 | 0.8862 | 0.87258 | 0.86414 | 0.8557 | 0.84726 | 0.83882 | 0.83037 | 0.82193 | 0.81349 | 0.80505 | 0.79661 | 0.78817 | 0.77973 | 0.77128 | 0.76585 | 0.76041 | 0.75497 | 0.74953 | 0.74409 | 0.73866 | 0.73322 | 0.72778 | 0.72234 | 0.7169 | 0.71146 | 0.70603 | 0.70259 | 0.69915 | 0.69571 | 0.69228 | 0.68884 | 0.6854 | 0.68196 | 0.67852 | 0.67509 | 0.67165 | 0.66821 | 0.66477 | 0.66134 | 0.6579 | 0.65446 | 0.65102 | 0.64758 | 0.64415 | 0.64071 | 0.63727 | 0.63383 | 0.6304 | 0.62696 | 0.62352 | 0.62137 | 0.61921 | 0.61706 | 0.61491 | 0.61275 | 0.6106 | 0.60845 | 0.6063 | 0.60414 | 0.60199 | 0.59984 | 0.59768 | 0.59553 | 0.59338 | 0.59122 | 0.58907 | 0.58692 | 0.58476 | 0.58261 | 0.58046 | 0.57831 | 0.57615 | 0.574 | 0.57185 | 0.57026 | 0.56868 | 0.5671 | 0.56551 | 0.56393 | 0.56235 | 0.56076 | 0.55918 | 0.55759 | 0.55601 | 0.55443 | 0.55284 | 0.55126 | 0.54968 | 0.54809 | 0.54651 | 0.54493 | 0.54334 | 0.54176 | 0.54017 | 0.53859 | 0.53701 | 0.53542 | 0.53384 | 0.6 | 1.1595 | 1.036 | 0.87258 | 0.77128 | 0.70603 | 0.62352 | 0.57185 | 0.53384
2.3 | 0.61 | 1.1622 | 1.142 | 1.1217 | 1.1015 | 1.0812 | 1.061 | 1.0408 | 1.0273 | 1.0138 | 1.0003 | 0.9868 | 0.97331 | 0.95982 | 0.94633 | 0.93284 | 0.91935 | 0.90586 | 0.89237 | 0.87888 | 0.87049 | 0.86209 | 0.85369 | 0.84529 | 0.83689 | 0.8285 | 0.8201 | 0.8117 | 0.8033 | 0.7949 | 0.78651 | 0.77811 | 0.77266 | 0.76721 | 0.76176 | 0.75631 | 0.75086 | 0.74541 | 0.73996 | 0.73451 | 0.72906 | 0.72361 | 0.71816 | 0.71271 | 0.70926 | 0.70581 | 0.70236 | 0.69891 | 0.69546 | 0.69201 | 0.68856 | 0.68511 | 0.68166 | 0.67821 | 0.67476 | 0.67131 | 0.66786 | 0.66441 | 0.66096 | 0.65751 | 0.65406 | 0.65061 | 0.64716 | 0.64371 | 0.64026 | 0.63681 | 0.63336 | 0.62991 | 0.62775 | 0.62559 | 0.62342 | 0.62126 | 0.6191 | 0.61693 | 0.61477 | 0.61261 | 0.61044 | 0.60828 | 0.60612 | 0.60395 | 0.60179 | 0.59963 | 0.59746 | 0.5953 | 0.59314 | 0.59097 | 0.58881 | 0.58665 | 0.58448 | 0.58232 | 0.58016 | 0.57799 | 0.5764 | 0.57481 | 0.57322 | 0.57163 | 0.57004 | 0.56845 | 0.56686 | 0.56527 | 0.56368 | 0.56209 | 0.5605 | 0.5589 | 0.55731 | 0.55572 | 0.55413 | 0.55254 | 0.55095 | 0.54936 | 0.54777 | 0.54618 | 0.54459 | 0.543 | 0.54141 | 0.53982 | 0.61 | 1.1622 | 1.0408 | 0.87888 | 0.77811 | 0.71271 | 0.62991 | 0.57799 | 0.53982
2.4 | 0.62 | 1.1649 | 1.145 | 1.1251 | 1.1052 | 1.0853 | 1.0654 | 1.0456 | 1.0322 | 1.0188 | 1.0055 | 0.9921 | 0.97873 | 0.96537 | 0.952 | 0.93864 | 0.92528 | 0.91191 | 0.89855 | 0.88519 | 0.87683 | 0.86848 | 0.86012 | 0.85177 | 0.84341 | 0.83506 | 0.82671 | 0.81835 | 0.81 | 0.80164 | 0.79329 | 0.78493 | 0.77947 | 0.77401 | 0.76855 | 0.76309 | 0.75762 | 0.75216 | 0.7467 | 0.74124 | 0.73578 | 0.73031 | 0.72485 | 0.71939 | 0.71593 | 0.71247 | 0.70901 | 0.70554 | 0.70208 | 0.69862 | 0.69516 | 0.6917 | 0.68823 | 0.68477 | 0.68131 | 0.67785 | 0.67439 | 0.67093 | 0.66746 | 0.664 | 0.66054 | 0.65708 | 0.65362 | 0.65016 | 0.64669 | 0.64323 | 0.63977 | 0.63631 | 0.63413 | 0.63196 | 0.62979 | 0.62761 | 0.62544 | 0.62326 | 0.62109 | 0.61892 | 0.61674 | 0.61457 | 0.6124 | 0.61022 | 0.60805 | 0.60587 | 0.6037 | 0.60153 | 0.59935 | 0.59718 | 0.59501 | 0.59283 | 0.59066 | 0.58848 | 0.58631 | 0.58414 | 0.58254 | 0.58094 | 0.57934 | 0.57775 | 0.57615 | 0.57455 | 0.57295 | 0.57136 | 0.56976 | 0.56816 | 0.56656 | 0.56497 | 0.56337 | 0.56177 | 0.56017 | 0.55858 | 0.55698 | 0.55538 | 0.55378 | 0.55218 | 0.55059 | 0.54899 | 0.54739 | 0.54579 | 0.62 | 1.1649 | 1.0456 | 0.88519 | 0.78493 | 0.71939 | 0.63631 | 0.58414 | 0.54579
2.5 | 0.63 | 1.1677 | 1.1481 | 1.1286 | 1.109 | 1.0895 | 1.0699 | 1.0503 | 1.0371 | 1.0239 | 1.0106 | 0.99739 | 0.98415 | 0.97091 | 0.95768 | 0.94444 | 0.9312 | 0.91796 | 0.90473 | 0.89149 | 0.88318 | 0.87487 | 0.86656 | 0.85824 | 0.84993 | 0.84162 | 0.83331 | 0.825 | 0.81669 | 0.80838 | 0.80007 | 0.79176 | 0.78628 | 0.78081 | 0.77534 | 0.76986 | 0.76439 | 0.75892 | 0.75344 | 0.74797 | 0.74249 | 0.73702 | 0.73155 | 0.72607 | 0.7226 | 0.71913 | 0.71565 | 0.71218 | 0.7087 | 0.70523 | 0.70176 | 0.69828 | 0.69481 | 0.69134 | 0.68786 | 0.68439 | 0.68091 | 0.67744 | 0.67397 | 0.67049 | 0.66702 | 0.66354 | 0.66007 | 0.6566 | 0.65312 | 0.64965 | 0.64618 | 0.6427 | 0.64052 | 0.63833 | 0.63615 | 0.63397 | 0.63178 | 0.6296 | 0.62741 | 0.62523 | 0.62304 | 0.62086 | 0.61868 | 0.61649 | 0.61431 | 0.61212 | 0.60994 | 0.60775 | 0.60557 | 0.60339 | 0.6012 | 0.59902 | 0.59683 | 0.59465 | 0.59247 | 0.59028 | 0.58868 | 0.58707 | 0.58547 | 0.58386 | 0.58226 | 0.58065 | 0.57905 | 0.57744 | 0.57584 | 0.57424 | 0.57263 | 0.57103 | 0.56942 | 0.56782 | 0.56621 | 0.56461 | 0.563 | 0.5614 | 0.55979 | 0.55819 | 0.55659 | 0.55498 | 0.55338 | 0.55177 | 0.63 | 1.1677 | 1.0503 | 0.89149 | 0.79176 | 0.72607 | 0.6427 | 0.59028 | 0.55177
2.6 | 0.64 | 1.1704 | 1.1512 | 1.132 | 1.1128 | 1.0936 | 1.0743 | 1.0551 | 1.042 | 1.0289 | 1.0158 | 1.0027 | 0.98957 | 0.97646 | 0.96335 | 0.95024 | 0.93713 | 0.92401 | 0.9109 | 0.89779 | 0.88952 | 0.88126 | 0.87299 | 0.86472 | 0.85645 | 0.84819 | 0.83992 | 0.83165 | 0.82338 | 0.81512 | 0.80685 | 0.79858 | 0.7931 | 0.78761 | 0.78213 | 0.77664 | 0.77115 | 0.76567 | 0.76018 | 0.7547 | 0.74921 | 0.74373 | 0.73824 | 0.73276 | 0.72927 | 0.72578 | 0.7223 | 0.71881 | 0.71533 | 0.71184 | 0.70835 | 0.70487 | 0.70138 | 0.6979 | 0.69441 | 0.69093 | 0.68744 | 0.68395 | 0.68047 | 0.67698 | 0.6735 | 0.67001 | 0.66652 | 0.66304 | 0.65955 | 0.65607 | 0.65258 | 0.6491 | 0.6469 | 0.64471 | 0.64251 | 0.64032 | 0.63812 | 0.63593 | 0.63373 | 0.63154 | 0.62934 | 0.62715 | 0.62496 | 0.62276 | 0.62057 | 0.61837 | 0.61618 | 0.61398 | 0.61179 | 0.60959 | 0.6074 | 0.6052 | 0.60301 | 0.60082 | 0.59862 | 0.59643 | 0.59481 | 0.5932 | 0.59159 | 0.58998 | 0.58837 | 0.58676 | 0.58515 | 0.58353 | 0.58192 | 0.58031 | 0.5787 | 0.57709 | 0.57548 | 0.57386 | 0.57225 | 0.57064 | 0.56903 | 0.56742 | 0.56581 | 0.56419 | 0.56258 | 0.56097 | 0.55936 | 0.55775 | 0.64 | 1.1704 | 1.0551 | 0.89779 | 0.79858 | 0.73276 | 0.6491 | 0.59643 | 0.55775
2.7 | 0.65 | 1.1731 | 1.1543 | 1.1354 | 1.1165 | 1.0977 | 1.0788 | 1.0599 | 1.0469 | 1.0339 | 1.021 | 1.008 | 0.99499 | 0.98201 | 0.96902 | 0.95604 | 0.94305 | 0.93006 | 0.91708 | 0.90409 | 0.89587 | 0.88764 | 0.87942 | 0.8712 | 0.86297 | 0.85475 | 0.84653 | 0.8383 | 0.83008 | 0.82185 | 0.81363 | 0.80541 | 0.79991 | 0.79441 | 0.78891 | 0.78342 | 0.77792 | 0.77242 | 0.76692 | 0.76143 | 0.75593 | 0.75043 | 0.74493 | 0.73944 | 0.73594 | 0.73244 | 0.72894 | 0.72545 | 0.72195 | 0.71845 | 0.71495 | 0.71146 | 0.70796 | 0.70446 | 0.70096 | 0.69746 | 0.69397 | 0.69047 | 0.68697 | 0.68347 | 0.67997 | 0.67648 | 0.67298 | 0.66948 | 0.66598 | 0.66249 | 0.65899 | 0.65549 | 0.65328 | 0.65108 | 0.64888 | 0.64667 | 0.64447 | 0.64226 | 0.64006 | 0.63785 | 0.63565 | 0.63344 | 0.63124 | 0.62903 | 0.62683 | 0.62462 | 0.62242 | 0.62021 | 0.61801 | 0.6158 | 0.6136 | 0.61139 | 0.60919 | 0.60698 | 0.60478 | 0.60257 | 0.60095 | 0.59933 | 0.59772 | 0.5961 | 0.59448 | 0.59286 | 0.59124 | 0.58962 | 0.588 | 0.58639 | 0.58477 | 0.58315 | 0.58153 | 0.57991 | 0.57829 | 0.57667 | 0.57506 | 0.57344 | 0.57182 | 0.5702 | 0.56858 | 0.56696 | 0.56534 | 0.56373 | 0.65 | 1.1731 | 1.0599 | 0.90409 | 0.80541 | 0.73944 | 0.65549 | 0.60257 | 0.56373
2.8 | 0.66 | 1.1759 | 1.1573 | 1.1388 | 1.1203 | 1.1018 | 1.0832 | 1.0647 | 1.0519 | 1.039 | 1.0261 | 1.0133 | 1.0004 | 0.98755 | 0.97469 | 0.96183 | 0.94897 | 0.93611 | 0.92325 | 0.91039 | 0.90221 | 0.89403 | 0.88585 | 0.87767 | 0.86949 | 0.86131 | 0.85313 | 0.84495 | 0.83677 | 0.82859 | 0.82041 | 0.81223 | 0.80672 | 0.80121 | 0.7957 | 0.79019 | 0.78468 | 0.77918 | 0.77367 | 0.76816 | 0.76265 | 0.75714 | 0.75163 | 0.74612 | 0.74261 | 0.7391 | 0.73559 | 0.73208 | 0.72857 | 0.72506 | 0.72155 | 0.71804 | 0.71453 | 0.71102 | 0.70751 | 0.704 | 0.70049 | 0.69698 | 0.69347 | 0.68996 | 0.68645 | 0.68294 | 0.67943 | 0.67592 | 0.67241 | 0.6689 | 0.66539 | 0.66188 | 0.65967 | 0.65745 | 0.65524 | 0.65302 | 0.65081 | 0.64859 | 0.64638 | 0.64416 | 0.64195 | 0.63973 | 0.63752 | 0.6353 | 0.63308 | 0.63087 | 0.62865 | 0.62644 | 0.62422 | 0.62201 | 0.61979 | 0.61758 | 0.61536 | 0.61315 | 0.61093 | 0.60872 | 0.60709 | 0.60546 | 0.60384 | 0.60221 | 0.60059 | 0.59896 | 0.59734 | 0.59571 | 0.59409 | 0.59246 | 0.59083 | 0.58921 | 0.58758 | 0.58596 | 0.58433 | 0.58271 | 0.58108 | 0.57946 | 0.57783 | 0.57621 | 0.57458 | 0.57295 | 0.57133 | 0.5697 | 0.66 | 1.1759 | 1.0647 | 0.91039 | 0.81223 | 0.74612 | 0.66188 | 0.60872 | 0.5697
2.9 | 0.67 | 1.1786 | 1.1604 | 1.1422 | 1.1241 | 1.1059 | 1.0877 | 1.0695 | 1.0568 | 1.044 | 1.0313 | 1.0186 | 1.0058 | 0.9931 | 0.98036 | 0.96763 | 0.9549 | 0.94216 | 0.92943 | 0.9167 | 0.90856 | 0.90042 | 0.89229 | 0.88415 | 0.87601 | 0.86788 | 0.85974 | 0.8516 | 0.84346 | 0.83533 | 0.82719 | 0.81905 | 0.81353 | 0.80801 | 0.80249 | 0.79697 | 0.79145 | 0.78593 | 0.78041 | 0.77489 | 0.76937 | 0.76384 | 0.75832 | 0.7528 | 0.74928 | 0.74576 | 0.74224 | 0.73871 | 0.73519 | 0.73167 | 0.72815 | 0.72463 | 0.72111 | 0.71758 | 0.71406 | 0.71054 | 0.70702 | 0.7035 | 0.69997 | 0.69645 | 0.69293 | 0.68941 | 0.68589 | 0.68237 | 0.67884 | 0.67532 | 0.6718 | 0.66828 | 0.66605 | 0.66383 | 0.6616 | 0.65938 | 0.65715 | 0.65492 | 0.6527 | 0.65047 | 0.64825 | 0.64602 | 0.6438 | 0.64157 | 0.63934 | 0.63712 | 0.63489 | 0.63267 | 0.63044 | 0.62822 | 0.62599 | 0.62376 | 0.62154 | 0.61931 | 0.61709 | 0.61486 | 0.61323 | 0.6116 | 0.60996 | 0.60833 | 0.6067 | 0.60507 | 0.60343 | 0.6018 | 0.60017 | 0.59854 | 0.5969 | 0.59527 | 0.59364 | 0.59201 | 0.59037 | 0.58874 | 0.58711 | 0.58548 | 0.58384 | 0.58221 | 0.58058 | 0.57895 | 0.57731 | 0.57568 | 0.67 | 1.1786 | 1.0695 | 0.9167 | 0.81905 | 0.7528 | 0.66828 | 0.61486 | 0.57568
3 | 0.68 | 1.1813 | 1.1635 | 1.1457 | 1.1278 | 1.11 | 1.0921 | 1.0743 | 1.0617 | 1.0491 | 1.0365 | 1.0239 | 1.0113 | 0.99864 | 0.98604 | 0.97343 | 0.96082 | 0.94821 | 0.93561 | 0.923 | 0.9149 | 0.90681 | 0.89872 | 0.89062 | 0.88253 | 0.87444 | 0.86635 | 0.85825 | 0.85016 | 0.84207 | 0.83397 | 0.82588 | 0.82035 | 0.81481 | 0.80928 | 0.80375 | 0.79821 | 0.79268 | 0.78715 | 0.78162 | 0.77608 | 0.77055 | 0.76502 | 0.75948 | 0.75595 | 0.75242 | 0.74888 | 0.74535 | 0.74181 | 0.73828 | 0.73475 | 0.73121 | 0.72768 | 0.72415 | 0.72061 | 0.71708 | 0.71354 | 0.71001 | 0.70648 | 0.70294 | 0.69941 | 0.69588 | 0.69234 | 0.68881 | 0.68527 | 0.68174 | 0.67821 | 0.67467 | 0.67244 | 0.6702 | 0.66796 | 0.66573 | 0.66349 | 0.66126 | 0.65902 | 0.65678 | 0.65455 | 0.65231 | 0.65007 | 0.64784 | 0.6456 | 0.64337 | 0.64113 | 0.63889 | 0.63666 | 0.63442 | 0.63219 | 0.62995 | 0.62771 | 0.62548 | 0.62324 | 0.62101 | 0.61937 | 0.61773 | 0.61609 | 0.61445 | 0.61281 | 0.61117 | 0.60953 | 0.60789 | 0.60625 | 0.60461 | 0.60297 | 0.60133 | 0.59969 | 0.59805 | 0.59641 | 0.59477 | 0.59313 | 0.59149 | 0.58985 | 0.58822 | 0.58658 | 0.58494 | 0.5833 | 0.58166 | 0.68 | 1.1813 | 1.0743 | 0.923 | 0.82588 | 0.75948 | 0.67467 | 0.62101 | 0.58166
3.1 | 0.69 | 1.1841 | 1.1666 | 1.1491 | 1.1316 | 1.1141 | 1.0966 | 1.0791 | 1.0666 | 1.0541 | 1.0416 | 1.0292 | 1.0167 | 1.0042 | 0.99171 | 0.97923 | 0.96675 | 0.95426 | 0.94178 | 0.9293 | 0.92125 | 0.9132 | 0.90515 | 0.8971 | 0.88905 | 0.881 | 0.87295 | 0.8649 | 0.85685 | 0.8488 | 0.84075 | 0.8327 | 0.82716 | 0.82161 | 0.81607 | 0.81052 | 0.80498 | 0.79943 | 0.79389 | 0.78835 | 0.7828 | 0.77726 | 0.77171 | 0.76617 | 0.76262 | 0.75907 | 0.75553 | 0.75198 | 0.74844 | 0.74489 | 0.74135 | 0.7378 | 0.73425 | 0.73071 | 0.72716 | 0.72362 | 0.72007 | 0.71652 | 0.71298 | 0.70943 | 0.70589 | 0.70234 | 0.6988 | 0.69525 | 0.6917 | 0.68816 | 0.68461 | 0.68107 | 0.67882 | 0.67657 | 0.67433 | 0.67208 | 0.66983 | 0.66759 | 0.66534 | 0.66309 | 0.66085 | 0.6586 | 0.65635 | 0.65411 | 0.65186 | 0.64962 | 0.64737 | 0.64512 | 0.64288 | 0.64063 | 0.63838 | 0.63614 | 0.63389 | 0.63164 | 0.6294 | 0.62715 | 0.6255 | 0.62386 | 0.62221 | 0.62056 | 0.61892 | 0.61727 | 0.61562 | 0.61398 | 0.61233 | 0.61069 | 0.60904 | 0.60739 | 0.60575 | 0.6041 | 0.60245 | 0.60081 | 0.59916 | 0.59751 | 0.59587 | 0.59422 | 0.59257 | 0.59093 | 0.58928 | 0.58763 | 0.69 | 1.1841 | 1.0791 | 0.9293 | 0.8327 | 0.76617 | 0.68107 | 0.62715 | 0.58763
3.2 | 0.7 | 1.1868 | 1.1696 | 1.1525 | 1.1353 | 1.1182 | 1.101 | 1.0839 | 1.0715 | 1.0592 | 1.0468 | 1.0344 | 1.0221 | 1.0097 | 0.99738 | 0.98503 | 0.97267 | 0.96031 | 0.94796 | 0.9356 | 0.9276 | 0.91959 | 0.91158 | 0.90358 | 0.89557 | 0.88756 | 0.87956 | 0.87155 | 0.86355 | 0.85554 | 0.84753 | 0.83953 | 0.83397 | 0.82841 | 0.82286 | 0.8173 | 0.81174 | 0.80619 | 0.80063 | 0.79507 | 0.78952 | 0.78396 | 0.77841 | 0.77285 | 0.76929 | 0.76573 | 0.76217 | 0.75862 | 0.75506 | 0.7515 | 0.74794 | 0.74439 | 0.74083 | 0.73727 | 0.73371 | 0.73015 | 0.7266 | 0.72304 | 0.71948 | 0.71592 | 0.71237 | 0.70881 | 0.70525 | 0.70169 | 0.69813 | 0.69458 | 0.69102 | 0.68746 | 0.6852 | 0.68295 | 0.68069 | 0.67843 | 0.67618 | 0.67392 | 0.67166 | 0.66941 | 0.66715 | 0.66489 | 0.66263 | 0.66038 | 0.65812 | 0.65586 | 0.65361 | 0.65135 | 0.64909 | 0.64684 | 0.64458 | 0.64232 | 0.64007 | 0.63781 | 0.63555 | 0.6333 | 0.63164 | 0.62999 | 0.62833 | 0.62668 | 0.62503 | 0.62337 | 0.62172 | 0.62007 | 0.61841 | 0.61676 | 0.61511 | 0.61345 | 0.6118 | 0.61015 | 0.60849 | 0.60684 | 0.60519 | 0.60353 | 0.60188 | 0.60023 | 0.59857 | 0.59692 | 0.59526 | 0.59361 | 0.7 | 1.1868 | 1.0839 | 0.9356 | 0.83953 | 0.77285 | 0.68746 | 0.6333 | 0.59361
3.3 | 0.71 | 1.1895 | 1.1727 | 1.1559 | 1.1391 | 1.1223 | 1.1055 | 1.0887 | 1.0764 | 1.0642 | 1.052 | 1.0397 | 1.0275 | 1.0153 | 1.0031 | 0.99082 | 0.97859 | 0.96636 | 0.95413 | 0.9419 | 0.93394 | 0.92598 | 0.91802 | 0.91005 | 0.90209 | 0.89413 | 0.88617 | 0.8782 | 0.87024 | 0.86228 | 0.85431 | 0.84635 | 0.84078 | 0.83522 | 0.82965 | 0.82408 | 0.81851 | 0.81294 | 0.80737 | 0.8018 | 0.79624 | 0.79067 | 0.7851 | 0.77953 | 0.77596 | 0.77239 | 0.76882 | 0.76525 | 0.76168 | 0.75811 | 0.75454 | 0.75097 | 0.7474 | 0.74383 | 0.74026 | 0.73669 | 0.73312 | 0.72955 | 0.72598 | 0.72241 | 0.71884 | 0.71527 | 0.7117 | 0.70813 | 0.70456 | 0.70099 | 0.69742 | 0.69385 | 0.69159 | 0.68932 | 0.68705 | 0.68479 | 0.68252 | 0.68025 | 0.67798 | 0.67572 | 0.67345 | 0.67118 | 0.66891 | 0.66665 | 0.66438 | 0.66211 | 0.65985 | 0.65758 | 0.65531 | 0.65304 | 0.65078 | 0.64851 | 0.64624 | 0.64397 | 0.64171 | 0.63944 | 0.63778 | 0.63612 | 0.63446 | 0.6328 | 0.63114 | 0.62948 | 0.62782 | 0.62616 | 0.6245 | 0.62284 | 0.62117 | 0.61951 | 0.61785 | 0.61619 | 0.61453 | 0.61287 | 0.61121 | 0.60955 | 0.60789 | 0.60623 | 0.60457 | 0.60291 | 0.60125 | 0.59959 | 0.71 | 1.1895 | 1.0887 | 0.9419 | 0.84635 | 0.77953 | 0.69385 | 0.63944 | 0.59959
3.4 | 0.72 | 1.1923 | 1.1758 | 1.1593 | 1.1429 | 1.1264 | 1.1099 | 1.0935 | 1.0813 | 1.0692 | 1.0571 | 1.045 | 1.0329 | 1.0208 | 1.0087 | 0.99662 | 0.98452 | 0.97241 | 0.96031 | 0.94821 | 0.94029 | 0.93237 | 0.92445 | 0.91653 | 0.90861 | 0.90069 | 0.89277 | 0.88485 | 0.87693 | 0.86901 | 0.8611 | 0.85318 | 0.8476 | 0.84202 | 0.83644 | 0.83086 | 0.82527 | 0.81969 | 0.81411 | 0.80853 | 0.80295 | 0.79737 | 0.79179 | 0.78621 | 0.78263 | 0.77905 | 0.77547 | 0.77189 | 0.7683 | 0.76472 | 0.76114 | 0.75756 | 0.75398 | 0.75039 | 0.74681 | 0.74323 | 0.73965 | 0.73607 | 0.73248 | 0.7289 | 0.72532 | 0.72174 | 0.71816 | 0.71458 | 0.71099 | 0.70741 | 0.70383 | 0.70025 | 0.69797 | 0.69569 | 0.69342 | 0.69114 | 0.68886 | 0.68658 | 0.6843 | 0.68203 | 0.67975 | 0.67747 | 0.67519 | 0.67292 | 0.67064 | 0.66836 | 0.66608 | 0.66381 | 0.66153 | 0.65925 | 0.65697 | 0.6547 | 0.65242 | 0.65014 | 0.64786 | 0.64559 | 0.64392 | 0.64225 | 0.64058 | 0.63892 | 0.63725 | 0.63558 | 0.63391 | 0.63225 | 0.63058 | 0.62891 | 0.62724 | 0.62558 | 0.62391 | 0.62224 | 0.62057 | 0.61891 | 0.61724 | 0.61557 | 0.6139 | 0.61224 | 0.61057 | 0.6089 | 0.60723 | 0.60557 | 0.72 | 1.1923 | 1.0935 | 0.94821 | 0.85318 | 0.78621 | 0.70025 | 0.64559 | 0.60557
3.5 | 0.73 | 1.195 | 1.1789 | 1.1627 | 1.1466 | 1.1305 | 1.1144 | 1.0982 | 1.0863 | 1.0743 | 1.0623 | 1.0503 | 1.0384 | 1.0264 | 1.0144 | 1.0024 | 0.99044 | 0.97846 | 0.96649 | 0.95451 | 0.94663 | 0.93876 | 0.93088 | 0.92301 | 0.91513 | 0.90725 | 0.89938 | 0.8915 | 0.88363 | 0.87575 | 0.86788 | 0.86 | 0.85441 | 0.84882 | 0.84322 | 0.83763 | 0.83204 | 0.82645 | 0.82086 | 0.81526 | 0.80967 | 0.80408 | 0.79849 | 0.79289 | 0.7893 | 0.78571 | 0.78211 | 0.77852 | 0.77493 | 0.77133 | 0.76774 | 0.76414 | 0.76055 | 0.75696 | 0.75336 | 0.74977 | 0.74617 | 0.74258 | 0.73899 | 0.73539 | 0.7318 | 0.72821 | 0.72461 | 0.72102 | 0.71742 | 0.71383 | 0.71024 | 0.70664 | 0.70435 | 0.70207 | 0.69978 | 0.69749 | 0.6952 | 0.69291 | 0.69063 | 0.68834 | 0.68605 | 0.68376 | 0.68147 | 0.67919 | 0.6769 | 0.67461 | 0.67232 | 0.67003 | 0.66775 | 0.66546 | 0.66317 | 0.66088 | 0.65859 | 0.65631 | 0.65402 | 0.65173 | 0.65006 | 0.64838 | 0.64671 | 0.64503 | 0.64336 | 0.64168 | 0.64001 | 0.63833 | 0.63666 | 0.63499 | 0.63331 | 0.63164 | 0.62996 | 0.62829 | 0.62661 | 0.62494 | 0.62326 | 0.62159 | 0.61992 | 0.61824 | 0.61657 | 0.61489 | 0.61322 | 0.61154 | 0.73 | 1.195 | 1.0982 | 0.95451 | 0.86 | 0.79289 | 0.70664 | 0.65173 | 0.61154
3.6 | 0.74 | 1.1977 | 1.1819 | 1.1662 | 1.1504 | 1.1346 | 1.1188 | 1.103 | 1.0912 | 1.0793 | 1.0675 | 1.0556 | 1.0438 | 1.0319 | 1.0201 | 1.0082 | 0.99637 | 0.98451 | 0.97266 | 0.96081 | 0.95298 | 0.94515 | 0.93731 | 0.92948 | 0.92165 | 0.91382 | 0.90599 | 0.89815 | 0.89032 | 0.88249 | 0.87466 | 0.86683 | 0.86122 | 0.85562 | 0.85001 | 0.84441 | 0.83881 | 0.8332 | 0.8276 | 0.82199 | 0.81639 | 0.81079 | 0.80518 | 0.79958 | 0.79597 | 0.79237 | 0.78876 | 0.78515 | 0.78155 | 0.77794 | 0.77434 | 0.77073 | 0.76712 | 0.76352 | 0.75991 | 0.75631 | 0.7527 | 0.74909 | 0.74549 | 0.74188 | 0.73828 | 0.73467 | 0.73107 | 0.72746 | 0.72385 | 0.72025 | 0.71664 | 0.71304 | 0.71074 | 0.70844 | 0.70614 | 0.70384 | 0.70154 | 0.69925 | 0.69695 | 0.69465 | 0.69235 | 0.69005 | 0.68775 | 0.68546 | 0.68316 | 0.68086 | 0.67856 | 0.67626 | 0.67396 | 0.67167 | 0.66937 | 0.66707 | 0.66477 | 0.66247 | 0.66017 | 0.65787 | 0.65619 | 0.65451 | 0.65283 | 0.65115 | 0.64947 | 0.64779 | 0.6461 | 0.64442 | 0.64274 | 0.64106 | 0.63938 | 0.6377 | 0.63602 | 0.63433 | 0.63265 | 0.63097 | 0.62929 | 0.62761 | 0.62593 | 0.62425 | 0.62256 | 0.62088 | 0.6192 | 0.61752 | 0.74 | 1.1977 | 1.103 | 0.96081 | 0.86683 | 0.79958 | 0.71304 | 0.65787 | 0.61752
3.7 | 0.75 | 1.2005 | 1.185 | 1.1696 | 1.1541 | 1.1387 | 1.1233 | 1.1078 | 1.0961 | 1.0844 | 1.0726 | 1.0609 | 1.0492 | 1.0375 | 1.0257 | 1.014 | 1.0023 | 0.99056 | 0.97884 | 0.96711 | 0.95932 | 0.95153 | 0.94375 | 0.93596 | 0.92817 | 0.92038 | 0.91259 | 0.9048 | 0.89701 | 0.88923 | 0.88144 | 0.87365 | 0.86803 | 0.86242 | 0.8568 | 0.85119 | 0.84557 | 0.83995 | 0.83434 | 0.82872 | 0.82311 | 0.81749 | 0.81188 | 0.80626 | 0.80264 | 0.79902 | 0.79541 | 0.79179 | 0.78817 | 0.78455 | 0.78093 | 0.77732 | 0.7737 | 0.77008 | 0.76646 | 0.76284 | 0.75923 | 0.75561 | 0.75199 | 0.74837 | 0.74476 | 0.74114 | 0.73752 | 0.7339 | 0.73028 | 0.72667 | 0.72305 | 0.71943 | 0.71712 | 0.71481 | 0.7125 | 0.7102 | 0.70789 | 0.70558 | 0.70327 | 0.70096 | 0.69865 | 0.69634 | 0.69403 | 0.69172 | 0.68942 | 0.68711 | 0.6848 | 0.68249 | 0.68018 | 0.67787 | 0.67556 | 0.67325 | 0.67095 | 0.66864 | 0.66633 | 0.66402 | 0.66233 | 0.66064 | 0.65895 | 0.65727 | 0.65558 | 0.65389 | 0.6522 | 0.65051 | 0.64882 | 0.64714 | 0.64545 | 0.64376 | 0.64207 | 0.64038 | 0.63869 | 0.637 | 0.63532 | 0.63363 | 0.63194 | 0.63025 | 0.62856 | 0.62687 | 0.62519 | 0.6235 | 0.75 | 1.2005 | 1.1078 | 0.96711 | 0.87365 | 0.80626 | 0.71943 | 0.66402 | 0.6235
3.8 | 0.76 | 1.2032 | 1.1881 | 1.173 | 1.1579 | 1.1428 | 1.1277 | 1.1126 | 1.101 | 1.0894 | 1.0778 | 1.0662 | 1.0546 | 1.043 | 1.0314 | 1.0198 | 1.0082 | 0.99661 | 0.98501 | 0.97341 | 0.96567 | 0.95792 | 0.95018 | 0.94243 | 0.93469 | 0.92694 | 0.9192 | 0.91145 | 0.90371 | 0.89596 | 0.88822 | 0.88047 | 0.87485 | 0.86922 | 0.86359 | 0.85796 | 0.85234 | 0.84671 | 0.84108 | 0.83545 | 0.82982 | 0.8242 | 0.81857 | 0.81294 | 0.80931 | 0.80568 | 0.80205 | 0.79842 | 0.79479 | 0.79116 | 0.78753 | 0.7839 | 0.78027 | 0.77664 | 0.77301 | 0.76938 | 0.76575 | 0.76212 | 0.75849 | 0.75486 | 0.75123 | 0.7476 | 0.74397 | 0.74034 | 0.73671 | 0.73308 | 0.72945 | 0.72582 | 0.72351 | 0.72119 | 0.71887 | 0.71655 | 0.71423 | 0.71191 | 0.70959 | 0.70727 | 0.70495 | 0.70263 | 0.70031 | 0.69799 | 0.69568 | 0.69336 | 0.69104 | 0.68872 | 0.6864 | 0.68408 | 0.68176 | 0.67944 | 0.67712 | 0.6748 | 0.67248 | 0.67016 | 0.66847 | 0.66677 | 0.66508 | 0.66338 | 0.66169 | 0.65999 | 0.6583 | 0.6566 | 0.65491 | 0.65321 | 0.65151 | 0.64982 | 0.64812 | 0.64643 | 0.64473 | 0.64304 | 0.64134 | 0.63965 | 0.63795 | 0.63626 | 0.63456 | 0.63286 | 0.63117 | 0.62947 | 0.76 | 1.2032 | 1.1126 | 0.97341 | 0.88047 | 0.81294 | 0.72582 | 0.67016 | 0.62947
3.9 | 0.77 | 1.2059 | 1.1912 | 1.1764 | 1.1617 | 1.1469 | 1.1322 | 1.1174 | 1.1059 | 1.0945 | 1.083 | 1.0715 | 1.06 | 1.0486 | 1.0371 | 1.0256 | 1.0141 | 1.0027 | 0.99119 | 0.97972 | 0.97201 | 0.96431 | 0.95661 | 0.94891 | 0.94121 | 0.93351 | 0.92581 | 0.9181 | 0.9104 | 0.9027 | 0.895 | 0.8873 | 0.88166 | 0.87602 | 0.87038 | 0.86474 | 0.8591 | 0.85346 | 0.84782 | 0.84218 | 0.83654 | 0.8309 | 0.82526 | 0.81962 | 0.81598 | 0.81234 | 0.8087 | 0.80506 | 0.80141 | 0.79777 | 0.79413 | 0.79049 | 0.78685 | 0.7832 | 0.77956 | 0.77592 | 0.77228 | 0.76864 | 0.765 | 0.76135 | 0.75771 | 0.75407 | 0.75043 | 0.74679 | 0.74314 | 0.7395 | 0.73586 | 0.73222 | 0.72989 | 0.72756 | 0.72523 | 0.7229 | 0.72057 | 0.71824 | 0.71591 | 0.71358 | 0.71125 | 0.70892 | 0.70659 | 0.70426 | 0.70193 | 0.6996 | 0.69728 | 0.69495 | 0.69262 | 0.69029 | 0.68796 | 0.68563 | 0.6833 | 0.68097 | 0.67864 | 0.67631 | 0.67461 | 0.6729 | 0.6712 | 0.6695 | 0.6678 | 0.66609 | 0.66439 | 0.66269 | 0.66099 | 0.65929 | 0.65758 | 0.65588 | 0.65418 | 0.65248 | 0.65077 | 0.64907 | 0.64737 | 0.64567 | 0.64396 | 0.64226 | 0.64056 | 0.63886 | 0.63715 | 0.63545 | 0.77 | 1.2059 | 1.1174 | 0.97972 | 0.8873 | 0.81962 | 0.73222 | 0.67631 | 0.63545
4 | 0.78 | 1.2087 | 1.1942 | 1.1798 | 1.1654 | 1.151 | 1.1366 | 1.1222 | 1.1108 | 1.0995 | 1.0882 | 1.0768 | 1.0655 | 1.0541 | 1.0428 | 1.0314 | 1.0201 | 1.0087 | 0.99737 | 0.98602 | 0.97836 | 0.9707 | 0.96304 | 0.95539 | 0.94773 | 0.94007 | 0.93241 | 0.92475 | 0.9171 | 0.90944 | 0.90178 | 0.89412 | 0.88847 | 0.88282 | 0.87717 | 0.87152 | 0.86587 | 0.86021 | 0.85456 | 0.84891 | 0.84326 | 0.83761 | 0.83196 | 0.82631 | 0.82265 | 0.819 | 0.81534 | 0.81169 | 0.80804 | 0.80438 | 0.80073 | 0.79707 | 0.79342 | 0.78977 | 0.78611 | 0.78246 | 0.77881 | 0.77515 | 0.7715 | 0.76784 | 0.76419 | 0.76054 | 0.75688 | 0.75323 | 0.74957 | 0.74592 | 0.74227 | 0.73861 | 0.73627 | 0.73393 | 0.73159 | 0.72925 | 0.72691 | 0.72457 | 0.72223 | 0.71989 | 0.71755 | 0.71521 | 0.71287 | 0.71053 | 0.70819 | 0.70585 | 0.70351 | 0.70117 | 0.69883 | 0.69649 | 0.69415 | 0.69181 | 0.68947 | 0.68713 | 0.68479 | 0.68245 | 0.68074 | 0.67904 | 0.67733 | 0.67562 | 0.67391 | 0.6722 | 0.67049 | 0.66878 | 0.66707 | 0.66536 | 0.66365 | 0.66194 | 0.66023 | 0.65852 | 0.65681 | 0.6551 | 0.65339 | 0.65168 | 0.64998 | 0.64827 | 0.64656 | 0.64485 | 0.64314 | 0.64143 | 0.78 | 1.2087 | 1.1222 | 0.98602 | 0.89412 | 0.82631 | 0.73861 | 0.68245 | 0.64143
4.1 | 0.79 | 1.2114 | 1.1973 | 1.1833 | 1.1692 | 1.1551 | 1.1411 | 1.127 | 1.1158 | 1.1045 | 1.0933 | 1.0821 | 1.0709 | 1.0597 | 1.0484 | 1.0372 | 1.026 | 1.0148 | 1.0035 | 0.99232 | 0.9847 | 0.97709 | 0.96948 | 0.96186 | 0.95425 | 0.94663 | 0.93902 | 0.9314 | 0.92379 | 0.91618 | 0.90856 | 0.90095 | 0.89528 | 0.88962 | 0.88396 | 0.87829 | 0.87263 | 0.86697 | 0.8613 | 0.85564 | 0.84998 | 0.84431 | 0.83865 | 0.83299 | 0.82932 | 0.82566 | 0.82199 | 0.81832 | 0.81466 | 0.81099 | 0.80733 | 0.80366 | 0.79999 | 0.79633 | 0.79266 | 0.789 | 0.78533 | 0.78167 | 0.778 | 0.77433 | 0.77067 | 0.767 | 0.76334 | 0.75967 | 0.756 | 0.75234 | 0.74867 | 0.74501 | 0.74266 | 0.74031 | 0.73796 | 0.73561 | 0.73325 | 0.7309 | 0.72855 | 0.7262 | 0.72385 | 0.7215 | 0.71915 | 0.7168 | 0.71445 | 0.7121 | 0.70975 | 0.7074 | 0.70505 | 0.7027 | 0.70035 | 0.698 | 0.69565 | 0.6933 | 0.69095 | 0.6886 | 0.68688 | 0.68517 | 0.68345 | 0.68173 | 0.68002 | 0.6783 | 0.67658 | 0.67487 | 0.67315 | 0.67144 | 0.66972 | 0.668 | 0.66629 | 0.66457 | 0.66285 | 0.66114 | 0.65942 | 0.6577 | 0.65599 | 0.65427 | 0.65255 | 0.65084 | 0.64912 | 0.64741 | 0.79 | 1.2114 | 1.127 | 0.99232 | 0.90095 | 0.83299 | 0.74501 | 0.6886 | 0.64741
4.2 | 0.8 | 1.2141 | 1.2004 | 1.1867 | 1.1729 | 1.1592 | 1.1455 | 1.1318 | 1.1207 | 1.1096 | 1.0985 | 1.0874 | 1.0763 | 1.0652 | 1.0541 | 1.043 | 1.0319 | 1.0208 | 1.0097 | 0.99862 | 0.99105 | 0.98348 | 0.97591 | 0.96834 | 0.96077 | 0.9532 | 0.94563 | 0.93805 | 0.93048 | 0.92291 | 0.91534 | 0.90777 | 0.9021 | 0.89642 | 0.89075 | 0.88507 | 0.8794 | 0.87372 | 0.86805 | 0.86237 | 0.8567 | 0.85102 | 0.84535 | 0.83967 | 0.83599 | 0.83231 | 0.82864 | 0.82496 | 0.82128 | 0.8176 | 0.81392 | 0.81025 | 0.80657 | 0.80289 | 0.79921 | 0.79554 | 0.79186 | 0.78818 | 0.7845 | 0.78082 | 0.77715 | 0.77347 | 0.76979 | 0.76611 | 0.76243 | 0.75876 | 0.75508 | 0.7514 | 0.74904 | 0.74668 | 0.74432 | 0.74196 | 0.7396 | 0.73724 | 0.73488 | 0.73251 | 0.73015 | 0.72779 | 0.72543 | 0.72307 | 0.72071 | 0.71835 | 0.71599 | 0.71363 | 0.71127 | 0.70891 | 0.70655 | 0.70419 | 0.70183 | 0.69947 | 0.6971 | 0.69474 | 0.69302 | 0.6913 | 0.68957 | 0.68785 | 0.68613 | 0.6844 | 0.68268 | 0.68096 | 0.67923 | 0.67751 | 0.67579 | 0.67406 | 0.67234 | 0.67062 | 0.66889 | 0.66717 | 0.66545 | 0.66372 | 0.662 | 0.66028 | 0.65855 | 0.65683 | 0.65511 | 0.65338 | 0.8 | 1.2141 | 1.1318 | 0.99862 | 0.90777 | 0.83967 | 0.7514 | 0.69474 | 0.65338
4.3 | 0.81 | 1.2153 | 1.2018 | 1.1884 | 1.1749 | 1.1615 | 1.148 | 1.1346 | 1.1236 | 1.1126 | 1.1016 | 1.0907 | 1.0797 | 1.0687 | 1.0577 | 1.0467 | 1.0358 | 1.0248 | 1.0138 | 1.0028 | 0.9953 | 0.98778 | 0.98027 | 0.97275 | 0.96524 | 0.95773 | 0.95021 | 0.9427 | 0.93518 | 0.92767 | 0.92015 | 0.91264 | 0.90699 | 0.90134 | 0.89569 | 0.89004 | 0.88439 | 0.87874 | 0.87309 | 0.86744 | 0.86179 | 0.85614 | 0.85049 | 0.84484 | 0.84116 | 0.83748 | 0.8338 | 0.83012 | 0.82644 | 0.82275 | 0.81907 | 0.81539 | 0.81171 | 0.80803 | 0.80435 | 0.80067 | 0.79699 | 0.79331 | 0.78963 | 0.78594 | 0.78226 | 0.77858 | 0.7749 | 0.77122 | 0.76754 | 0.76386 | 0.76018 | 0.7565 | 0.75413 | 0.75176 | 0.7494 | 0.74703 | 0.74467 | 0.7423 | 0.73994 | 0.73757 | 0.73521 | 0.73284 | 0.73048 | 0.72811 | 0.72574 | 0.72338 | 0.72101 | 0.71865 | 0.71628 | 0.71392 | 0.71155 | 0.70919 | 0.70682 | 0.70446 | 0.70209 | 0.69972 | 0.698 | 0.69627 | 0.69454 | 0.69281 | 0.69108 | 0.68936 | 0.68763 | 0.6859 | 0.68417 | 0.68244 | 0.68071 | 0.67899 | 0.67726 | 0.67553 | 0.6738 | 0.67207 | 0.67034 | 0.66862 | 0.66689 | 0.66516 | 0.66343 | 0.6617 | 0.65997 | 0.65825 | 0.81 | 1.2153 | 1.1346 | 1.0028 | 0.91264 | 0.84484 | 0.7565 | 0.69972 | 0.65825
4.4 | 0.82 | 1.2164 | 1.2032 | 1.1901 | 1.1769 | 1.1637 | 1.1505 | 1.1374 | 1.1265 | 1.1156 | 1.1048 | 1.0939 | 1.0831 | 1.0722 | 1.0613 | 1.0505 | 1.0396 | 1.0287 | 1.0179 | 1.007 | 0.99955 | 0.99209 | 0.98463 | 0.97717 | 0.96971 | 0.96225 | 0.9548 | 0.94734 | 0.93988 | 0.93242 | 0.92496 | 0.9175 | 0.91188 | 0.90625 | 0.90063 | 0.895 | 0.88938 | 0.88376 | 0.87813 | 0.87251 | 0.86688 | 0.86126 | 0.85564 | 0.85001 | 0.84633 | 0.84264 | 0.83896 | 0.83527 | 0.83159 | 0.82791 | 0.82422 | 0.82054 | 0.81685 | 0.81317 | 0.80949 | 0.8058 | 0.80212 | 0.79843 | 0.79475 | 0.79106 | 0.78738 | 0.7837 | 0.78001 | 0.77633 | 0.77264 | 0.76896 | 0.76528 | 0.76159 | 0.75922 | 0.75685 | 0.75448 | 0.75211 | 0.74974 | 0.74737 | 0.745 | 0.74263 | 0.74026 | 0.73789 | 0.73552 | 0.73315 | 0.73078 | 0.72841 | 0.72604 | 0.72367 | 0.7213 | 0.71893 | 0.71656 | 0.71419 | 0.71182 | 0.70945 | 0.70708 | 0.70471 | 0.70297 | 0.70124 | 0.69951 | 0.69777 | 0.69604 | 0.69431 | 0.69257 | 0.69084 | 0.68911 | 0.68737 | 0.68564 | 0.68391 | 0.68218 | 0.68044 | 0.67871 | 0.67698 | 0.67524 | 0.67351 | 0.67178 | 0.67004 | 0.66831 | 0.66658 | 0.66484 | 0.66311 | 0.82 | 1.2164 | 1.1374 | 1.007 | 0.9175 | 0.85001 | 0.76159 | 0.70471 | 0.66311
4.5 | 0.83 | 1.2176 | 1.2047 | 1.1918 | 1.1789 | 1.166 | 1.1531 | 1.1402 | 1.1294 | 1.1187 | 1.1079 | 1.0972 | 1.0864 | 1.0757 | 1.0649 | 1.0542 | 1.0434 | 1.0327 | 1.0219 | 1.0112 | 1.0038 | 0.99639 | 0.98899 | 0.98159 | 0.97419 | 0.96678 | 0.95938 | 0.95198 | 0.94458 | 0.93717 | 0.92977 | 0.92237 | 0.91677 | 0.91117 | 0.90557 | 0.89997 | 0.89437 | 0.88877 | 0.88318 | 0.87758 | 0.87198 | 0.86638 | 0.86078 | 0.85518 | 0.85149 | 0.84781 | 0.84412 | 0.84043 | 0.83675 | 0.83306 | 0.82937 | 0.82568 | 0.822 | 0.81831 | 0.81462 | 0.81093 | 0.80725 | 0.80356 | 0.79987 | 0.79618 | 0.7925 | 0.78881 | 0.78512 | 0.78144 | 0.77775 | 0.77406 | 0.77037 | 0.76669 | 0.76431 | 0.76194 | 0.75956 | 0.75719 | 0.75481 | 0.75244 | 0.75006 | 0.74769 | 0.74531 | 0.74294 | 0.74056 | 0.73819 | 0.73581 | 0.73344 | 0.73106 | 0.72869 | 0.72631 | 0.72394 | 0.72156 | 0.71919 | 0.71681 | 0.71444 | 0.71206 | 0.70969 | 0.70795 | 0.70621 | 0.70447 | 0.70273 | 0.701 | 0.69926 | 0.69752 | 0.69578 | 0.69404 | 0.69231 | 0.69057 | 0.68883 | 0.68709 | 0.68535 | 0.68362 | 0.68188 | 0.68014 | 0.6784 | 0.67666 | 0.67493 | 0.67319 | 0.67145 | 0.66971 | 0.66798 | 0.83 | 1.2176 | 1.1402 | 1.0112 | 0.92237 | 0.85518 | 0.76669 | 0.70969 | 0.66798
4.6 | 0.84 | 1.2187 | 1.2061 | 1.1935 | 1.1808 | 1.1682 | 1.1556 | 1.143 | 1.1323 | 1.1217 | 1.1111 | 1.1004 | 1.0898 | 1.0792 | 1.0685 | 1.0579 | 1.0473 | 1.0367 | 1.026 | 1.0154 | 1.008 | 1.0007 | 0.99335 | 0.98601 | 0.97866 | 0.97131 | 0.96397 | 0.95662 | 0.94927 | 0.94193 | 0.93458 | 0.92723 | 0.92166 | 0.91609 | 0.91051 | 0.90494 | 0.89937 | 0.89379 | 0.88822 | 0.88265 | 0.87707 | 0.8715 | 0.86593 | 0.86035 | 0.85666 | 0.85297 | 0.84928 | 0.84559 | 0.8419 | 0.83821 | 0.83452 | 0.83083 | 0.82714 | 0.82345 | 0.81976 | 0.81607 | 0.81238 | 0.80869 | 0.805 | 0.80131 | 0.79761 | 0.79392 | 0.79023 | 0.78654 | 0.78285 | 0.77916 | 0.77547 | 0.77178 | 0.7694 | 0.76702 | 0.76464 | 0.76226 | 0.75988 | 0.7575 | 0.75512 | 0.75274 | 0.75036 | 0.74798 | 0.7456 | 0.74322 | 0.74084 | 0.73846 | 0.73608 | 0.73371 | 0.73133 | 0.72895 | 0.72657 | 0.72419 | 0.72181 | 0.71943 | 0.71705 | 0.71467 | 0.71292 | 0.71118 | 0.70944 | 0.7077 | 0.70595 | 0.70421 | 0.70247 | 0.70072 | 0.69898 | 0.69724 | 0.6955 | 0.69375 | 0.69201 | 0.69027 | 0.68852 | 0.68678 | 0.68504 | 0.6833 | 0.68155 | 0.67981 | 0.67807 | 0.67632 | 0.67458 | 0.67284 | 0.84 | 1.2187 | 1.143 | 1.0154 | 0.92723 | 0.86035 | 0.77178 | 0.71467 | 0.67284
4.7 | 0.85 | 1.2199 | 1.2075 | 1.1952 | 1.1828 | 1.1705 | 1.1581 | 1.1458 | 1.1352 | 1.1247 | 1.1142 | 1.1037 | 1.0932 | 1.0827 | 1.0722 | 1.0616 | 1.0511 | 1.0406 | 1.0301 | 1.0196 | 1.0123 | 1.005 | 0.99771 | 0.99042 | 0.98313 | 0.97584 | 0.96855 | 0.96126 | 0.95397 | 0.94668 | 0.93939 | 0.9321 | 0.92655 | 0.921 | 0.91545 | 0.90991 | 0.90436 | 0.89881 | 0.89326 | 0.88771 | 0.88217 | 0.87662 | 0.87107 | 0.86552 | 0.86183 | 0.85814 | 0.85444 | 0.85075 | 0.84706 | 0.84336 | 0.83967 | 0.83597 | 0.83228 | 0.82859 | 0.82489 | 0.8212 | 0.81751 | 0.81381 | 0.81012 | 0.80643 | 0.80273 | 0.79904 | 0.79534 | 0.79165 | 0.78796 | 0.78426 | 0.78057 | 0.77688 | 0.77449 | 0.77211 | 0.76972 | 0.76734 | 0.76495 | 0.76257 | 0.76018 | 0.7578 | 0.75542 | 0.75303 | 0.75065 | 0.74826 | 0.74588 | 0.74349 | 0.74111 | 0.73872 | 0.73634 | 0.73396 | 0.73157 | 0.72919 | 0.7268 | 0.72442 | 0.72203 | 0.71965 | 0.7179 | 0.71615 | 0.7144 | 0.71266 | 0.71091 | 0.70916 | 0.70741 | 0.70567 | 0.70392 | 0.70217 | 0.70042 | 0.69868 | 0.69693 | 0.69518 | 0.69343 | 0.69168 | 0.68994 | 0.68819 | 0.68644 | 0.68469 | 0.68295 | 0.6812 | 0.67945 | 0.6777 | 0.85 | 1.2199 | 1.1458 | 1.0196 | 0.9321 | 0.86552 | 0.77688 | 0.71965 | 0.6777
4.8 | 0.86 | 1.221 | 1.2089 | 1.1969 | 1.1848 | 1.1727 | 1.1606 | 1.1486 | 1.1382 | 1.1278 | 1.1174 | 1.107 | 1.0966 | 1.0862 | 1.0758 | 1.0654 | 1.055 | 1.0446 | 1.0342 | 1.0238 | 1.0165 | 1.0093 | 1.0021 | 0.99484 | 0.98761 | 0.98037 | 0.97314 | 0.9659 | 0.95867 | 0.95143 | 0.9442 | 0.93696 | 0.93144 | 0.92592 | 0.9204 | 0.91487 | 0.90935 | 0.90383 | 0.89831 | 0.89278 | 0.88726 | 0.88174 | 0.87622 | 0.87069 | 0.867 | 0.8633 | 0.8596 | 0.85591 | 0.85221 | 0.84851 | 0.84482 | 0.84112 | 0.83742 | 0.83373 | 0.83003 | 0.82633 | 0.82264 | 0.81894 | 0.81524 | 0.81155 | 0.80785 | 0.80415 | 0.80046 | 0.79676 | 0.79306 | 0.78937 | 0.78567 | 0.78197 | 0.77958 | 0.77719 | 0.7748 | 0.77241 | 0.77003 | 0.76764 | 0.76525 | 0.76286 | 0.76047 | 0.75808 | 0.75569 | 0.7533 | 0.75091 | 0.74852 | 0.74613 | 0.74374 | 0.74135 | 0.73896 | 0.73658 | 0.73419 | 0.7318 | 0.72941 | 0.72702 | 0.72463 | 0.72288 | 0.72112 | 0.71937 | 0.71762 | 0.71587 | 0.71411 | 0.71236 | 0.71061 | 0.70886 | 0.7071 | 0.70535 | 0.7036 | 0.70185 | 0.70009 | 0.69834 | 0.69659 | 0.69484 | 0.69308 | 0.69133 | 0.68958 | 0.68783 | 0.68607 | 0.68432 | 0.68257 | 0.86 | 1.221 | 1.1486 | 1.0238 | 0.93696 | 0.87069 | 0.78197 | 0.72463 | 0.68257
4.9 | 0.87 | 1.2222 | 1.2104 | 1.1986 | 1.1868 | 1.175 | 1.1632 | 1.1513 | 1.1411 | 1.1308 | 1.1205 | 1.1102 | 1.0999 | 1.0897 | 1.0794 | 1.0691 | 1.0588 | 1.0485 | 1.0383 | 1.028 | 1.0208 | 1.0136 | 1.0064 | 0.99926 | 0.99208 | 0.9849 | 0.97772 | 0.97054 | 0.96336 | 0.95618 | 0.94901 | 0.94183 | 0.93633 | 0.93083 | 0.92534 | 0.91984 | 0.91434 | 0.90885 | 0.90335 | 0.89785 | 0.89236 | 0.88686 | 0.88136 | 0.87587 | 0.87217 | 0.86847 | 0.86477 | 0.86107 | 0.85737 | 0.85367 | 0.84997 | 0.84627 | 0.84257 | 0.83887 | 0.83517 | 0.83147 | 0.82777 | 0.82407 | 0.82037 | 0.81667 | 0.81297 | 0.80927 | 0.80557 | 0.80187 | 0.79817 | 0.79447 | 0.79077 | 0.78707 | 0.78467 | 0.78228 | 0.77989 | 0.77749 | 0.7751 | 0.7727 | 0.77031 | 0.76791 | 0.76552 | 0.76313 | 0.76073 | 0.75834 | 0.75594 | 0.75355 | 0.75116 | 0.74876 | 0.74637 | 0.74397 | 0.74158 | 0.73919 | 0.73679 | 0.7344 | 0.732 | 0.72961 | 0.72785 | 0.72609 | 0.72434 | 0.72258 | 0.72082 | 0.71906 | 0.71731 | 0.71555 | 0.71379 | 0.71204 | 0.71028 | 0.70852 | 0.70676 | 0.70501 | 0.70325 | 0.70149 | 0.69973 | 0.69798 | 0.69622 | 0.69446 | 0.6927 | 0.69095 | 0.68919 | 0.68743 | 0.87 | 1.2222 | 1.1513 | 1.028 | 0.94183 | 0.87587 | 0.78707 | 0.72961 | 0.68743
5 | 0.88 | 1.2233 | 1.2118 | 1.2003 | 1.1887 | 1.1772 | 1.1657 | 1.1541 | 1.144 | 1.1338 | 1.1236 | 1.1135 | 1.1033 | 1.0932 | 1.083 | 1.0728 | 1.0627 | 1.0525 | 1.0423 | 1.0322 | 1.025 | 1.0179 | 1.0108 | 1.0037 | 0.99655 | 0.98943 | 0.98231 | 0.97518 | 0.96806 | 0.96094 | 0.95382 | 0.94669 | 0.94122 | 0.93575 | 0.93028 | 0.92481 | 0.91934 | 0.91386 | 0.90839 | 0.90292 | 0.89745 | 0.89198 | 0.88651 | 0.88104 | 0.87733 | 0.87363 | 0.86993 | 0.86622 | 0.86252 | 0.85882 | 0.85511 | 0.85141 | 0.84771 | 0.84401 | 0.8403 | 0.8366 | 0.8329 | 0.82919 | 0.82549 | 0.82179 | 0.81808 | 0.81438 | 0.81068 | 0.80697 | 0.80327 | 0.79957 | 0.79587 | 0.79216 | 0.78976 | 0.78736 | 0.78497 | 0.78257 | 0.78017 | 0.77777 | 0.77537 | 0.77297 | 0.77057 | 0.76817 | 0.76578 | 0.76338 | 0.76098 | 0.75858 | 0.75618 | 0.75378 | 0.75138 | 0.74898 | 0.74658 | 0.74419 | 0.74179 | 0.73939 | 0.73699 | 0.73459 | 0.73283 | 0.73107 | 0.7293 | 0.72754 | 0.72578 | 0.72402 | 0.72225 | 0.72049 | 0.71873 | 0.71697 | 0.71521 | 0.71344 | 0.71168 | 0.70992 | 0.70816 | 0.70639 | 0.70463 | 0.70287 | 0.70111 | 0.69935 | 0.69758 | 0.69582 | 0.69406 | 0.6923 | 0.88 | 1.2233 | 1.1541 | 1.0322 | 0.94669 | 0.88104 | 0.79216 | 0.73459 | 0.6923
5.1 | 0.89 | 1.2245 | 1.2132 | 1.202 | 1.1907 | 1.1794 | 1.1682 | 1.1569 | 1.1469 | 1.1368 | 1.1268 | 1.1167 | 1.1067 | 1.0966 | 1.0866 | 1.0766 | 1.0665 | 1.0565 | 1.0464 | 1.0364 | 1.0293 | 1.0222 | 1.0152 | 1.0081 | 1.001 | 0.99396 | 0.98689 | 0.97982 | 0.97276 | 0.96569 | 0.95862 | 0.95156 | 0.94611 | 0.94067 | 0.93522 | 0.92977 | 0.92433 | 0.91888 | 0.91344 | 0.90799 | 0.90254 | 0.8971 | 0.89165 | 0.88621 | 0.8825 | 0.87879 | 0.87509 | 0.87138 | 0.86768 | 0.86397 | 0.86026 | 0.85656 | 0.85285 | 0.84914 | 0.84544 | 0.84173 | 0.83803 | 0.83432 | 0.83061 | 0.82691 | 0.8232 | 0.8195 | 0.81579 | 0.81208 | 0.80838 | 0.80467 | 0.80096 | 0.79726 | 0.79485 | 0.79245 | 0.79005 | 0.78764 | 0.78524 | 0.78284 | 0.78043 | 0.77803 | 0.77563 | 0.77322 | 0.77082 | 0.76841 | 0.76601 | 0.76361 | 0.7612 | 0.7588 | 0.7564 | 0.75399 | 0.75159 | 0.74919 | 0.74678 | 0.74438 | 0.74197 | 0.73957 | 0.7378 | 0.73604 | 0.73427 | 0.7325 | 0.73074 | 0.72897 | 0.7272 | 0.72543 | 0.72367 | 0.7219 | 0.72013 | 0.71837 | 0.7166 | 0.71483 | 0.71306 | 0.7113 | 0.70953 | 0.70776 | 0.706 | 0.70423 | 0.70246 | 0.70069 | 0.69893 | 0.69716 | 0.89 | 1.2245 | 1.1569 | 1.0364 | 0.95156 | 0.88621 | 0.79726 | 0.73957 | 0.69716
5.2 | 0.9 | 1.2256 | 1.2146 | 1.2037 | 1.1927 | 1.1817 | 1.1707 | 1.1597 | 1.1498 | 1.1399 | 1.1299 | 1.12 | 1.1101 | 1.1001 | 1.0902 | 1.0803 | 1.0703 | 1.0604 | 1.0505 | 1.0406 | 1.0335 | 1.0265 | 1.0195 | 1.0125 | 1.0055 | 0.99849 | 0.99148 | 0.98447 | 0.97746 | 0.97044 | 0.96343 | 0.95642 | 0.951 | 0.94558 | 0.94016 | 0.93474 | 0.92932 | 0.9239 | 0.91848 | 0.91306 | 0.90764 | 0.90222 | 0.8968 | 0.89138 | 0.88767 | 0.88396 | 0.88025 | 0.87654 | 0.87283 | 0.86912 | 0.86541 | 0.8617 | 0.85799 | 0.85428 | 0.85057 | 0.84687 | 0.84316 | 0.83945 | 0.83574 | 0.83203 | 0.82832 | 0.82461 | 0.8209 | 0.81719 | 0.81348 | 0.80977 | 0.80606 | 0.80235 | 0.79994 | 0.79754 | 0.79513 | 0.79272 | 0.79031 | 0.7879 | 0.78549 | 0.78309 | 0.78068 | 0.77827 | 0.77586 | 0.77345 | 0.77104 | 0.76864 | 0.76623 | 0.76382 | 0.76141 | 0.759 | 0.75659 | 0.75419 | 0.75178 | 0.74937 | 0.74696 | 0.74455 | 0.74278 | 0.74101 | 0.73924 | 0.73746 | 0.73569 | 0.73392 | 0.73215 | 0.73038 | 0.7286 | 0.72683 | 0.72506 | 0.72329 | 0.72152 | 0.71974 | 0.71797 | 0.7162 | 0.71443 | 0.71266 | 0.71088 | 0.70911 | 0.70734 | 0.70557 | 0.7038 | 0.70202 | 0.9 | 1.2256 | 1.1597 | 1.0406 | 0.95642 | 0.89138 | 0.80235 | 0.74455 | 0.70202
5.3 | 0.91 | 1.2268 | 1.2161 | 1.2054 | 1.1947 | 1.1839 | 1.1732 | 1.1625 | 1.1527 | 1.1429 | 1.1331 | 1.1233 | 1.1135 | 1.1036 | 1.0938 | 1.084 | 1.0742 | 1.0644 | 1.0546 | 1.0447 | 1.0378 | 1.0308 | 1.0239 | 1.0169 | 1.01 | 1.003 | 0.99606 | 0.98911 | 0.98215 | 0.9752 | 0.96824 | 0.96129 | 0.95589 | 0.9505 | 0.9451 | 0.93971 | 0.93431 | 0.92892 | 0.92352 | 0.91813 | 0.91273 | 0.90734 | 0.90194 | 0.89655 | 0.89284 | 0.88912 | 0.88541 | 0.8817 | 0.87799 | 0.87427 | 0.87056 | 0.86685 | 0.86314 | 0.85942 | 0.85571 | 0.852 | 0.84829 | 0.84457 | 0.84086 | 0.83715 | 0.83344 | 0.82972 | 0.82601 | 0.8223 | 0.81859 | 0.81487 | 0.81116 | 0.80745 | 0.80504 | 0.80262 | 0.80021 | 0.7978 | 0.79538 | 0.79297 | 0.79056 | 0.78814 | 0.78573 | 0.78332 | 0.7809 | 0.77849 | 0.77608 | 0.77366 | 0.77125 | 0.76884 | 0.76642 | 0.76401 | 0.7616 | 0.75918 | 0.75677 | 0.75436 | 0.75195 | 0.74953 | 0.74776 | 0.74598 | 0.7442 | 0.74242 | 0.74065 | 0.73887 | 0.73709 | 0.73532 | 0.73354 | 0.73176 | 0.72999 | 0.72821 | 0.72643 | 0.72466 | 0.72288 | 0.7211 | 0.71933 | 0.71755 | 0.71577 | 0.714 | 0.71222 | 0.71044 | 0.70867 | 0.70689 | 0.91 | 1.2268 | 1.1625 | 1.0447 | 0.96129 | 0.89655 | 0.80745 | 0.74953 | 0.70689
5.4 | 0.92 | 1.2279 | 1.2175 | 1.2071 | 1.1966 | 1.1862 | 1.1758 | 1.1653 | 1.1556 | 1.1459 | 1.1362 | 1.1265 | 1.1168 | 1.1071 | 1.0974 | 1.0877 | 1.078 | 1.0683 | 1.0586 | 1.0489 | 1.042 | 1.0351 | 1.0282 | 1.0213 | 1.0144 | 1.0075 | 1.0006 | 0.99375 | 0.98685 | 0.97995 | 0.97305 | 0.96615 | 0.96078 | 0.95541 | 0.95004 | 0.94467 | 0.93931 | 0.93394 | 0.92857 | 0.9232 | 0.91783 | 0.91246 | 0.90709 | 0.90172 | 0.898 | 0.89429 | 0.89057 | 0.88686 | 0.88314 | 0.87943 | 0.87571 | 0.87199 | 0.86828 | 0.86456 | 0.86085 | 0.85713 | 0.85342 | 0.8497 | 0.84598 | 0.84227 | 0.83855 | 0.83484 | 0.83112 | 0.82741 | 0.82369 | 0.81997 | 0.81626 | 0.81254 | 0.81013 | 0.80771 | 0.80529 | 0.80287 | 0.80045 | 0.79804 | 0.79562 | 0.7932 | 0.79078 | 0.78836 | 0.78595 | 0.78353 | 0.78111 | 0.77869 | 0.77627 | 0.77386 | 0.77144 | 0.76902 | 0.7666 | 0.76418 | 0.76177 | 0.75935 | 0.75693 | 0.75451 | 0.75273 | 0.75095 | 0.74917 | 0.74739 | 0.7456 | 0.74382 | 0.74204 | 0.74026 | 0.73848 | 0.7367 | 0.73491 | 0.73313 | 0.73135 | 0.72957 | 0.72779 | 0.72601 | 0.72422 | 0.72244 | 0.72066 | 0.71888 | 0.7171 | 0.71532 | 0.71353 | 0.71175 | 0.92 | 1.2279 | 1.1653 | 1.0489 | 0.96615 | 0.90172 | 0.81254 | 0.75451 | 0.71175
5.5 | 0.93 | 1.2291 | 1.2189 | 1.2088 | 1.1986 | 1.1884 | 1.1783 | 1.1681 | 1.1585 | 1.149 | 1.1394 | 1.1298 | 1.1202 | 1.1106 | 1.101 | 1.0915 | 1.0819 | 1.0723 | 1.0627 | 1.0531 | 1.0463 | 1.0394 | 1.0326 | 1.0258 | 1.0189 | 1.0121 | 1.0052 | 0.99839 | 0.99155 | 0.9847 | 0.97786 | 0.97102 | 0.96567 | 0.96033 | 0.95499 | 0.94964 | 0.9443 | 0.93895 | 0.93361 | 0.92827 | 0.92292 | 0.91758 | 0.91223 | 0.90689 | 0.90317 | 0.89945 | 0.89573 | 0.89201 | 0.8883 | 0.88458 | 0.88086 | 0.87714 | 0.87342 | 0.8697 | 0.86598 | 0.86226 | 0.85855 | 0.85483 | 0.85111 | 0.84739 | 0.84367 | 0.83995 | 0.83623 | 0.83251 | 0.8288 | 0.82508 | 0.82136 | 0.81764 | 0.81522 | 0.81279 | 0.81037 | 0.80795 | 0.80553 | 0.8031 | 0.80068 | 0.79826 | 0.79583 | 0.79341 | 0.79099 | 0.78857 | 0.78614 | 0.78372 | 0.7813 | 0.77888 | 0.77645 | 0.77403 | 0.77161 | 0.76918 | 0.76676 | 0.76434 | 0.76192 | 0.75949 | 0.75771 | 0.75592 | 0.75413 | 0.75235 | 0.75056 | 0.74877 | 0.74699 | 0.7452 | 0.74341 | 0.74163 | 0.73984 | 0.73806 | 0.73627 | 0.73448 | 0.7327 | 0.73091 | 0.72912 | 0.72734 | 0.72555 | 0.72376 | 0.72198 | 0.72019 | 0.7184 | 0.71662 | 0.93 | 1.2291 | 1.1681 | 1.0531 | 0.97102 | 0.90689 | 0.81764 | 0.75949 | 0.71662
5.6 | 0.94 | 1.2302 | 1.2203 | 1.2105 | 1.2006 | 1.1907 | 1.1808 | 1.1709 | 1.1615 | 1.152 | 1.1425 | 1.1331 | 1.1236 | 1.1141 | 1.1047 | 1.0952 | 1.0857 | 1.0763 | 1.0668 | 1.0573 | 1.0505 | 1.0438 | 1.037 | 1.0302 | 1.0234 | 1.0166 | 1.0098 | 1.003 | 0.99624 | 0.98946 | 0.98267 | 0.97588 | 0.97056 | 0.96525 | 0.95993 | 0.95461 | 0.94929 | 0.94397 | 0.93865 | 0.93333 | 0.92802 | 0.9227 | 0.91738 | 0.91206 | 0.90834 | 0.90462 | 0.90089 | 0.89717 | 0.89345 | 0.88973 | 0.88601 | 0.88228 | 0.87856 | 0.87484 | 0.87112 | 0.8674 | 0.86368 | 0.85995 | 0.85623 | 0.85251 | 0.84879 | 0.84507 | 0.84134 | 0.83762 | 0.8339 | 0.83018 | 0.82646 | 0.82273 | 0.82031 | 0.81788 | 0.81545 | 0.81302 | 0.8106 | 0.80817 | 0.80574 | 0.80331 | 0.80089 | 0.79846 | 0.79603 | 0.7936 | 0.79118 | 0.78875 | 0.78632 | 0.78389 | 0.78147 | 0.77904 | 0.77661 | 0.77418 | 0.77176 | 0.76933 | 0.7669 | 0.76447 | 0.76268 | 0.76089 | 0.7591 | 0.75731 | 0.75552 | 0.75373 | 0.75193 | 0.75014 | 0.74835 | 0.74656 | 0.74477 | 0.74298 | 0.74119 | 0.7394 | 0.7376 | 0.73581 | 0.73402 | 0.73223 | 0.73044 | 0.72865 | 0.72686 | 0.72506 | 0.72327 | 0.72148 | 0.94 | 1.2302 | 1.1709 | 1.0573 | 0.97588 | 0.91206 | 0.82273 | 0.76447 | 0.72148
5.7 | 0.95 | 1.2314 | 1.2218 | 1.2122 | 1.2025 | 1.1929 | 1.1833 | 1.1737 | 1.1644 | 1.155 | 1.1457 | 1.1363 | 1.127 | 1.1176 | 1.1083 | 1.0989 | 1.0896 | 1.0802 | 1.0709 | 1.0615 | 1.0548 | 1.0481 | 1.0413 | 1.0346 | 1.0279 | 1.0211 | 1.0144 | 1.0077 | 1.0009 | 0.99421 | 0.98748 | 0.98075 | 0.97546 | 0.97016 | 0.96487 | 0.95958 | 0.95428 | 0.94899 | 0.9437 | 0.9384 | 0.93311 | 0.92782 | 0.92252 | 0.91723 | 0.91351 | 0.90978 | 0.90606 | 0.90233 | 0.89861 | 0.89488 | 0.89116 | 0.88743 | 0.88371 | 0.87998 | 0.87626 | 0.87253 | 0.86881 | 0.86508 | 0.86136 | 0.85763 | 0.8539 | 0.85018 | 0.84645 | 0.84273 | 0.839 | 0.83528 | 0.83155 | 0.82783 | 0.8254 | 0.82296 | 0.82053 | 0.8181 | 0.81567 | 0.81324 | 0.8108 | 0.80837 | 0.80594 | 0.80351 | 0.80107 | 0.79864 | 0.79621 | 0.79378 | 0.79135 | 0.78891 | 0.78648 | 0.78405 | 0.78162 | 0.77918 | 0.77675 | 0.77432 | 0.77189 | 0.76946 | 0.76766 | 0.76586 | 0.76407 | 0.76227 | 0.76047 | 0.75868 | 0.75688 | 0.75509 | 0.75329 | 0.75149 | 0.7497 | 0.7479 | 0.7461 | 0.74431 | 0.74251 | 0.74072 | 0.73892 | 0.73712 | 0.73533 | 0.73353 | 0.73173 | 0.72994 | 0.72814 | 0.72635 | 0.95 | 1.2314 | 1.1737 | 1.0615 | 0.98075 | 0.91723 | 0.82783 | 0.76946 | 0.72635
5.8 | 0.96 | 1.2325 | 1.2232 | 1.2138 | 1.2045 | 1.1952 | 1.1858 | 1.1765 | 1.1673 | 1.158 | 1.1488 | 1.1396 | 1.1303 | 1.1211 | 1.1119 | 1.1026 | 1.0934 | 1.0842 | 1.0749 | 1.0657 | 1.059 | 1.0524 | 1.0457 | 1.039 | 1.0323 | 1.0257 | 1.019 | 1.0123 | 1.0056 | 0.99896 | 0.99229 | 0.98561 | 0.98035 | 0.97508 | 0.96981 | 0.96454 | 0.95928 | 0.95401 | 0.94874 | 0.94347 | 0.9382 | 0.93294 | 0.92767 | 0.9224 | 0.91867 | 0.91495 | 0.91122 | 0.90749 | 0.90376 | 0.90003 | 0.8963 | 0.89258 | 0.88885 | 0.88512 | 0.88139 | 0.87766 | 0.87394 | 0.87021 | 0.86648 | 0.86275 | 0.85902 | 0.85529 | 0.85157 | 0.84784 | 0.84411 | 0.84038 | 0.83665 | 0.83292 | 0.83049 | 0.82805 | 0.82561 | 0.82318 | 0.82074 | 0.8183 | 0.81587 | 0.81343 | 0.81099 | 0.80855 | 0.80612 | 0.80368 | 0.80124 | 0.79881 | 0.79637 | 0.79393 | 0.7915 | 0.78906 | 0.78662 | 0.78418 | 0.78175 | 0.77931 | 0.77687 | 0.77444 | 0.77263 | 0.77083 | 0.76903 | 0.76723 | 0.76543 | 0.76363 | 0.76183 | 0.76003 | 0.75823 | 0.75642 | 0.75462 | 0.75282 | 0.75102 | 0.74922 | 0.74742 | 0.74562 | 0.74382 | 0.74202 | 0.74022 | 0.73841 | 0.73661 | 0.73481 | 0.73301 | 0.73121 | 0.96 | 1.2325 | 1.1765 | 1.0657 | 0.98561 | 0.9224 | 0.83292 | 0.77444 | 0.73121
5.9 | 0.97 | 1.2337 | 1.2246 | 1.2155 | 1.2065 | 1.1974 | 1.1884 | 1.1793 | 1.1702 | 1.1611 | 1.152 | 1.1428 | 1.1337 | 1.1246 | 1.1155 | 1.1064 | 1.0973 | 1.0881 | 1.079 | 1.0699 | 1.0633 | 1.0567 | 1.05 | 1.0434 | 1.0368 | 1.0302 | 1.0236 | 1.017 | 1.0103 | 1.0037 | 0.9971 | 0.99048 | 0.98524 | 0.97999 | 0.97475 | 0.96951 | 0.96427 | 0.95903 | 0.95378 | 0.94854 | 0.9433 | 0.93806 | 0.93281 | 0.92757 | 0.92384 | 0.92011 | 0.91638 | 0.91265 | 0.90892 | 0.90518 | 0.90145 | 0.89772 | 0.89399 | 0.89026 | 0.88653 | 0.8828 | 0.87906 | 0.87533 | 0.8716 | 0.86787 | 0.86414 | 0.86041 | 0.85668 | 0.85295 | 0.84921 | 0.84548 | 0.84175 | 0.83802 | 0.83558 | 0.83314 | 0.83069 | 0.82825 | 0.82581 | 0.82337 | 0.82093 | 0.81849 | 0.81604 | 0.8136 | 0.81116 | 0.80872 | 0.80628 | 0.80383 | 0.80139 | 0.79895 | 0.79651 | 0.79407 | 0.79163 | 0.78918 | 0.78674 | 0.7843 | 0.78186 | 0.77942 | 0.77761 | 0.7758 | 0.774 | 0.77219 | 0.77039 | 0.76858 | 0.76677 | 0.76497 | 0.76316 | 0.76136 | 0.75955 | 0.75775 | 0.75594 | 0.75413 | 0.75233 | 0.75052 | 0.74872 | 0.74691 | 0.7451 | 0.7433 | 0.74149 | 0.73969 | 0.73788 | 0.73607 | 0.97 | 1.2337 | 1.1793 | 1.0699 | 0.99048 | 0.92757 | 0.83802 | 0.77942 | 0.73607
6 | 0.98 | 1.2348 | 1.226 | 1.2172 | 1.2085 | 1.1997 | 1.1909 | 1.1821 | 1.1731 | 1.1641 | 1.1551 | 1.1461 | 1.1371 | 1.1281 | 1.1191 | 1.1101 | 1.1011 | 1.0921 | 1.0831 | 1.0741 | 1.0675 | 1.061 | 1.0544 | 1.0478 | 1.0413 | 1.0347 | 1.0282 | 1.0216 | 1.015 | 1.0085 | 1.0019 | 0.99534 | 0.99013 | 0.98491 | 0.97969 | 0.97448 | 0.96926 | 0.96404 | 0.95883 | 0.95361 | 0.94839 | 0.94318 | 0.93796 | 0.93274 | 0.92901 | 0.92527 | 0.92154 | 0.91781 | 0.91407 | 0.91034 | 0.9066 | 0.90287 | 0.89913 | 0.8954 | 0.89166 | 0.88793 | 0.88419 | 0.88046 | 0.87673 | 0.87299 | 0.86926 | 0.86552 | 0.86179 | 0.85805 | 0.85432 | 0.85058 | 0.84685 | 0.84312 | 0.84067 | 0.83822 | 0.83578 | 0.83333 | 0.83088 | 0.82844 | 0.82599 | 0.82354 | 0.8211 | 0.81865 | 0.8162 | 0.81376 | 0.81131 | 0.80886 | 0.80642 | 0.80397 | 0.80152 | 0.79908 | 0.79663 | 0.79418 | 0.79174 | 0.78929 | 0.78684 | 0.7844 | 0.78259 | 0.78078 | 0.77896 | 0.77715 | 0.77534 | 0.77353 | 0.77172 | 0.76991 | 0.7681 | 0.76629 | 0.76448 | 0.76267 | 0.76086 | 0.75905 | 0.75724 | 0.75542 | 0.75361 | 0.7518 | 0.74999 | 0.74818 | 0.74637 | 0.74456 | 0.74275 | 0.74094 | 0.98 | 1.2348 | 1.1821 | 1.0741 | 0.99534 | 0.93274 | 0.84312 | 0.7844 | 0.74094
| 0.99 | 1.236 | 1.2275 | 1.2189 | 1.2104 | 1.2019 | 1.1934 | 1.1849 | 1.176 | 1.1671 | 1.1582 | 1.1494 | 1.1405 | 1.1316 | 1.1227 | 1.1138 | 1.1049 | 1.0961 | 1.0872 | 1.0783 | 1.0718 | 1.0653 | 1.0588 | 1.0523 | 1.0458 | 1.0393 | 1.0327 | 1.0262 | 1.0197 | 1.0132 | 1.0067 | 1.0002 | 0.99502 | 0.98983 | 0.98464 | 0.97944 | 0.97425 | 0.96906 | 0.96387 | 0.95868 | 0.95349 | 0.9483 | 0.94311 | 0.93791 | 0.93418 | 0.93044 | 0.9267 | 0.92296 | 0.91923 | 0.91549 | 0.91175 | 0.90801 | 0.90428 | 0.90054 | 0.8968 | 0.89306 | 0.88932 | 0.88559 | 0.88185 | 0.87811 | 0.87437 | 0.87064 | 0.8669 | 0.86316 | 0.85942 | 0.85569 | 0.85195 | 0.84821 | 0.84576 | 0.84331 | 0.84086 | 0.83841 | 0.83595 | 0.8335 | 0.83105 | 0.8286 | 0.82615 | 0.8237 | 0.82125 | 0.81879 | 0.81634 | 0.81389 | 0.81144 | 0.80899 | 0.80654 | 0.80409 | 0.80163 | 0.79918 | 0.79673 | 0.79428 | 0.79183 | 0.78938 | 0.78756 | 0.78575 | 0.78393 | 0.78212 | 0.7803 | 0.77848 | 0.77667 | 0.77485 | 0.77304 | 0.77122 | 0.76941 | 0.76759 | 0.76577 | 0.76396 | 0.76214 | 0.76033 | 0.75851 | 0.7567 | 0.75488 | 0.75306 | 0.75125 | 0.74943 | 0.74762 | 0.7458 | 0.99 | 1.236 | 1.1849 | 1.0783 | 1.0002 | 0.93791 | 0.84821 | 0.78938 | 0.7458
Vegetated | 1 | 1.2371 | 1.2289 | 1.2206 | 1.2124 | 1.2042 | 1.1959 | 1.1877 | 1.1789 | 1.1702 | 1.1614 | 1.1526 | 1.1439 | 1.1351 | 1.1263 | 1.1176 | 1.1088 | 1.1 | 1.0913 | 1.0825 | 1.076 | 1.0696 | 1.0631 | 1.0567 | 1.0502 | 1.0438 | 1.0373 | 1.0309 | 1.0244 | 1.018 | 1.0115 | 1.0051 | 0.99991 | 0.99474 | 0.98958 | 0.98441 | 0.97925 | 0.97408 | 0.96891 | 0.96375 | 0.95858 | 0.95342 | 0.94825 | 0.94308 | 0.93934 | 0.9356 | 0.93186 | 0.92812 | 0.92438 | 0.92064 | 0.9169 | 0.91316 | 0.90942 | 0.90568 | 0.90194 | 0.8982 | 0.89445 | 0.89071 | 0.88697 | 0.88323 | 0.87949 | 0.87575 | 0.87201 | 0.86827 | 0.86453 | 0.86079 | 0.85705 | 0.85331 | 0.85085 | 0.84839 | 0.84594 | 0.84348 | 0.84103 | 0.83857 | 0.83611 | 0.83366 | 0.8312 | 0.82874 | 0.82629 | 0.82383 | 0.82138 | 0.81892 | 0.81646 | 0.81401 | 0.81155 | 0.8091 | 0.80664 | 0.80418 | 0.80173 | 0.79927 | 0.79682 | 0.79436 | 0.79254 | 0.79072 | 0.7889 | 0.78708 | 0.78526 | 0.78344 | 0.78162 | 0.77979 | 0.77797 | 0.77615 | 0.77433 | 0.77251 | 0.77069 | 0.76887 | 0.76705 | 0.76523 | 0.76341 | 0.76159 | 0.75977 | 0.75795 | 0.75613 | 0.75431 | 0.75249 | 0.75067 | 1 | 1.2371 | 1.1877 | 1.0825 | 1.0051 | 0.94308 | 0.85331 | 0.79436 | 0.75067
Non-Vegetated | 1.01 | 1.2374 | 1.2294 | 1.2214 | 1.2133 | 1.2053 | 1.1973 | 1.1892 | 1.1806 | 1.1719 | 1.1632 | 1.1546 | 1.1459 | 1.1372 | 1.1286 | 1.1199 | 1.1113 | 1.1026 | 1.0939 | 1.0853 | 1.0789 | 1.0725 | 1.0661 | 1.0596 | 1.0532 | 1.0468 | 1.0404 | 1.034 | 1.0276 | 1.0212 | 1.0148 | 1.0084 | 1.0033 | 0.99815 | 0.99302 | 0.9879 | 0.98277 | 0.97765 | 0.97252 | 0.9674 | 0.96227 | 0.95715 | 0.95202 | 0.9469 | 0.94317 | 0.93944 | 0.93571 | 0.93198 | 0.92825 | 0.92452 | 0.92079 | 0.91706 | 0.91333 | 0.9096 | 0.90587 | 0.90215 | 0.89842 | 0.89469 | 0.89096 | 0.88723 | 0.8835 | 0.87977 | 0.87604 | 0.87231 | 0.86858 | 0.86485 | 0.86112 | 0.85739 | 0.85494 | 0.85248 | 0.85002 | 0.84756 | 0.8451 | 0.84264 | 0.84019 | 0.83773 | 0.83527 | 0.83281 | 0.83035 | 0.82789 | 0.82543 | 0.82298 | 0.82052 | 0.81806 | 0.8156 | 0.81314 | 0.81068 | 0.80823 | 0.80577 | 0.80331 | 0.80085 | 0.79839 | 0.79657 | 0.79475 | 0.79293 | 0.79111 | 0.78928 | 0.78746 | 0.78564 | 0.78382 | 0.782 | 0.78018 | 0.77835 | 0.77653 | 0.77471 | 0.77289 | 0.77107 | 0.76925 | 0.76742 | 0.7656 | 0.76378 | 0.76196 | 0.76014 | 0.75832 | 0.7565 | 0.75467 | 1.01 | 1.2374 | 1.1892 | 1.0853 | 1.0084 | 0.9469 | 0.85739 | 0.79839 | 0.75467
| 1.02 | 1.2378 | 1.2299 | 1.2221 | 1.2143 | 1.2064 | 1.1986 | 1.1907 | 1.1822 | 1.1736 | 1.1651 | 1.1565 | 1.148 | 1.1394 | 1.1308 | 1.1223 | 1.1137 | 1.1052 | 1.0966 | 1.0881 | 1.0817 | 1.0753 | 1.069 | 1.0626 | 1.0563 | 1.0499 | 1.0435 | 1.0372 | 1.0308 | 1.0244 | 1.0181 | 1.0117 | 1.0066 | 1.0016 | 0.99647 | 0.99138 | 0.9863 | 0.98121 | 0.97613 | 0.97104 | 0.96596 | 0.96088 | 0.95579 | 0.95071 | 0.94699 | 0.94327 | 0.93955 | 0.93584 | 0.93212 | 0.9284 | 0.92468 | 0.92097 | 0.91725 | 0.91353 | 0.90981 | 0.90609 | 0.90238 | 0.89866 | 0.89494 | 0.89122 | 0.88751 | 0.88379 | 0.88007 | 0.87635 | 0.87264 | 0.86892 | 0.8652 | 0.86148 | 0.85902 | 0.85656 | 0.8541 | 0.85164 | 0.84918 | 0.84672 | 0.84426 | 0.8418 | 0.83934 | 0.83688 | 0.83441 | 0.83195 | 0.82949 | 0.82703 | 0.82457 | 0.82211 | 0.81965 | 0.81719 | 0.81473 | 0.81227 | 0.80981 | 0.80735 | 0.80488 | 0.80242 | 0.8006 | 0.79878 | 0.79696 | 0.79513 | 0.79331 | 0.79149 | 0.78967 | 0.78784 | 0.78602 | 0.7842 | 0.78238 | 0.78055 | 0.77873 | 0.77691 | 0.77508 | 0.77326 | 0.77144 | 0.76962 | 0.76779 | 0.76597 | 0.76415 | 0.76233 | 0.7605 | 0.75868 | 1.02 | 1.2378 | 1.1907 | 1.0881 | 1.0117 | 0.95071 | 0.86148 | 0.80242 | 0.75868
| 1.03 | 1.2381 | 1.2305 | 1.2228 | 1.2152 | 1.2075 | 1.1999 | 1.1923 | 1.1838 | 1.1754 | 1.1669 | 1.1585 | 1.15 | 1.1416 | 1.1331 | 1.1247 | 1.1162 | 1.1078 | 1.0993 | 1.0909 | 1.0845 | 1.0782 | 1.0719 | 1.0656 | 1.0593 | 1.0529 | 1.0466 | 1.0403 | 1.034 | 1.0277 | 1.0214 | 1.015 | 1.01 | 1.005 | 0.99991 | 0.99487 | 0.98982 | 0.98478 | 0.97974 | 0.97469 | 0.96965 | 0.96461 | 0.95956 | 0.95452 | 0.95081 | 0.94711 | 0.9434 | 0.93969 | 0.93599 | 0.93228 | 0.92858 | 0.92487 | 0.92116 | 0.91746 | 0.91375 | 0.91004 | 0.90634 | 0.90263 | 0.89893 | 0.89522 | 0.89151 | 0.88781 | 0.8841 | 0.8804 | 0.87669 | 0.87298 | 0.86928 | 0.86557 | 0.86311 | 0.86065 | 0.85818 | 0.85572 | 0.85326 | 0.85079 | 0.84833 | 0.84587 | 0.8434 | 0.84094 | 0.83848 | 0.83601 | 0.83355 | 0.83109 | 0.82862 | 0.82616 | 0.8237 | 0.82124 | 0.81877 | 0.81631 | 0.81385 | 0.81138 | 0.80892 | 0.80646 | 0.80463 | 0.80281 | 0.80099 | 0.79916 | 0.79734 | 0.79551 | 0.79369 | 0.79187 | 0.79004 | 0.78822 | 0.7864 | 0.78457 | 0.78275 | 0.78093 | 0.7791 | 0.77728 | 0.77545 | 0.77363 | 0.77181 | 0.76998 | 0.76816 | 0.76634 | 0.76451 | 0.76269 | 1.03 | 1.2381 | 1.1923 | 1.0909 | 1.015 | 0.95452 | 0.86557 | 0.80646 | 0.76269
| 1.04 | 1.2384 | 1.231 | 1.2235 | 1.2161 | 1.2087 | 1.2012 | 1.1938 | 1.1854 | 1.1771 | 1.1687 | 1.1604 | 1.1521 | 1.1437 | 1.1354 | 1.127 | 1.1187 | 1.1103 | 1.102 | 1.0936 | 1.0874 | 1.0811 | 1.0748 | 1.0686 | 1.0623 | 1.056 | 1.0497 | 1.0435 | 1.0372 | 1.0309 | 1.0246 | 1.0184 | 1.0134 | 1.0084 | 1.0034 | 0.99835 | 0.99335 | 0.98835 | 0.98334 | 0.97834 | 0.97334 | 0.96833 | 0.96333 | 0.95833 | 0.95463 | 0.95094 | 0.94725 | 0.94355 | 0.93986 | 0.93616 | 0.93247 | 0.92877 | 0.92508 | 0.92138 | 0.91769 | 0.91399 | 0.9103 | 0.90661 | 0.90291 | 0.89922 | 0.89552 | 0.89183 | 0.88813 | 0.88444 | 0.88074 | 0.87705 | 0.87336 | 0.86966 | 0.8672 | 0.86473 | 0.86226 | 0.8598 | 0.85733 | 0.85487 | 0.8524 | 0.84994 | 0.84747 | 0.84501 | 0.84254 | 0.84007 | 0.83761 | 0.83514 | 0.83268 | 0.83021 | 0.82775 | 0.82528 | 0.82282 | 0.82035 | 0.81789 | 0.81542 | 0.81295 | 0.81049 | 0.80866 | 0.80684 | 0.80501 | 0.80319 | 0.80137 | 0.79954 | 0.79772 | 0.79589 | 0.79407 | 0.79224 | 0.79042 | 0.78859 | 0.78677 | 0.78494 | 0.78312 | 0.78129 | 0.77947 | 0.77764 | 0.77582 | 0.77399 | 0.77217 | 0.77035 | 0.76852 | 0.7667 | 1.04 | 1.2384 | 1.1938 | 1.0936 | 1.0184 | 0.95833 | 0.86966 | 0.81049 | 0.7667
| 1.05 | 1.2388 | 1.2315 | 1.2243 | 1.217 | 1.2098 | 1.2025 | 1.1953 | 1.1871 | 1.1788 | 1.1706 | 1.1623 | 1.1541 | 1.1459 | 1.1376 | 1.1294 | 1.1212 | 1.1129 | 1.1047 | 1.0964 | 1.0902 | 1.084 | 1.0777 | 1.0715 | 1.0653 | 1.0591 | 1.0528 | 1.0466 | 1.0404 | 1.0341 | 1.0279 | 1.0217 | 1.0167 | 1.0118 | 1.0068 | 1.0018 | 0.99688 | 0.99191 | 0.98695 | 0.98199 | 0.97703 | 0.97206 | 0.9671 | 0.96214 | 0.95846 | 0.95477 | 0.95109 | 0.94741 | 0.94373 | 0.94004 | 0.93636 | 0.93268 | 0.92899 | 0.92531 | 0.92163 | 0.91794 | 0.91426 | 0.91058 | 0.9069 | 0.90321 | 0.89953 | 0.89585 | 0.89216 | 0.88848 | 0.8848 | 0.88112 | 0.87743 | 0.87375 | 0.87128 | 0.86881 | 0.86635 | 0.86388 | 0.86141 | 0.85894 | 0.85647 | 0.85401 | 0.85154 | 0.84907 | 0.8466 | 0.84414 | 0.84167 | 0.8392 | 0.83673 | 0.83426 | 0.8318 | 0.82933 | 0.82686 | 0.82439 | 0.82192 | 0.81946 | 0.81699 | 0.81452 | 0.8127 | 0.81087 | 0.80904 | 0.80722 | 0.80539 | 0.80357 | 0.80174 | 0.79992 | 0.79809 | 0.79626 | 0.79444 | 0.79261 | 0.79079 | 0.78896 | 0.78714 | 0.78531 | 0.78348 | 0.78166 | 0.77983 | 0.77801 | 0.77618 | 0.77435 | 0.77253 | 0.7707 | 1.05 | 1.2388 | 1.1953 | 1.0964 | 1.0217 | 0.96214 | 0.87375 | 0.81452 | 0.7707
| 1.06 | 1.2391 | 1.232 | 1.225 | 1.218 | 1.2109 | 1.2039 | 1.1968 | 1.1887 | 1.1806 | 1.1724 | 1.1643 | 1.1562 | 1.148 | 1.1399 | 1.1318 | 1.1236 | 1.1155 | 1.1074 | 1.0992 | 1.093 | 1.0869 | 1.0807 | 1.0745 | 1.0683 | 1.0621 | 1.0559 | 1.0497 | 1.0436 | 1.0374 | 1.0312 | 1.025 | 1.0201 | 1.0152 | 1.0102 | 1.0053 | 1.0004 | 0.99548 | 0.99056 | 0.98564 | 0.98072 | 0.97579 | 0.97087 | 0.96595 | 0.96228 | 0.95861 | 0.95494 | 0.95127 | 0.94759 | 0.94392 | 0.94025 | 0.93658 | 0.93291 | 0.92924 | 0.92557 | 0.92189 | 0.91822 | 0.91455 | 0.91088 | 0.90721 | 0.90354 | 0.89987 | 0.89619 | 0.89252 | 0.88885 | 0.88518 | 0.88151 | 0.87784 | 0.87537 | 0.8729 | 0.87043 | 0.86796 | 0.86549 | 0.86302 | 0.86055 | 0.85808 | 0.85561 | 0.85314 | 0.85067 | 0.8482 | 0.84573 | 0.84326 | 0.84079 | 0.83832 | 0.83585 | 0.83337 | 0.8309 | 0.82843 | 0.82596 | 0.82349 | 0.82102 | 0.81855 | 0.81673 | 0.8149 | 0.81307 | 0.81125 | 0.80942 | 0.80759 | 0.80577 | 0.80394 | 0.80211 | 0.80029 | 0.79846 | 0.79663 | 0.79481 | 0.79298 | 0.79115 | 0.78933 | 0.7875 | 0.78567 | 0.78384 | 0.78202 | 0.78019 | 0.77836 | 0.77654 | 0.77471 | 1.06 | 1.2391 | 1.1968 | 1.0992 | 1.025 | 0.96595 | 0.87784 | 0.81855 | 0.77471
| 1.07 | 1.2394 | 1.2326 | 1.2257 | 1.2189 | 1.212 | 1.2052 | 1.1983 | 1.1903 | 1.1823 | 1.1743 | 1.1662 | 1.1582 | 1.1502 | 1.1422 | 1.1341 | 1.1261 | 1.1181 | 1.11 | 1.102 | 1.0959 | 1.0897 | 1.0836 | 1.0775 | 1.0713 | 1.0652 | 1.059 | 1.0529 | 1.0468 | 1.0406 | 1.0345 | 1.0283 | 1.0235 | 1.0186 | 1.0137 | 1.0088 | 1.0039 | 0.99905 | 0.99417 | 0.98929 | 0.9844 | 0.97952 | 0.97464 | 0.96976 | 0.9661 | 0.96244 | 0.95878 | 0.95512 | 0.95146 | 0.9478 | 0.94414 | 0.94048 | 0.93682 | 0.93316 | 0.9295 | 0.92584 | 0.92218 | 0.91852 | 0.91486 | 0.91121 | 0.90755 | 0.90389 | 0.90023 | 0.89657 | 0.89291 | 0.88925 | 0.88559 | 0.88193 | 0.87945 | 0.87698 | 0.87451 | 0.87204 | 0.86956 | 0.86709 | 0.86462 | 0.86215 | 0.85967 | 0.8572 | 0.85473 | 0.85226 | 0.84978 | 0.84731 | 0.84484 | 0.84237 | 0.83989 | 0.83742 | 0.83495 | 0.83248 | 0.83 | 0.82753 | 0.82506 | 0.82259 | 0.82076 | 0.81893 | 0.8171 | 0.81528 | 0.81345 | 0.81162 | 0.80979 | 0.80796 | 0.80614 | 0.80431 | 0.80248 | 0.80065 | 0.79882 | 0.797 | 0.79517 | 0.79334 | 0.79151 | 0.78969 | 0.78786 | 0.78603 | 0.7842 | 0.78237 | 0.78055 | 0.77872 | 1.07 | 1.2394 | 1.1983 | 1.102 | 1.0283 | 0.96976 | 0.88193 | 0.82259 | 0.77872
| 1.08 | 1.2397 | 1.2331 | 1.2265 | 1.2198 | 1.2132 | 1.2065 | 1.1999 | 1.1919 | 1.184 | 1.1761 | 1.1682 | 1.1603 | 1.1523 | 1.1444 | 1.1365 | 1.1286 | 1.1207 | 1.1127 | 1.1048 | 1.0987 | 1.0926 | 1.0865 | 1.0804 | 1.0743 | 1.0682 | 1.0621 | 1.056 | 1.0499 | 1.0438 | 1.0377 | 1.0317 | 1.0268 | 1.022 | 1.0171 | 1.0123 | 1.0075 | 1.0026 | 0.99777 | 0.99293 | 0.98809 | 0.98325 | 0.97841 | 0.97357 | 0.96992 | 0.96628 | 0.96263 | 0.95898 | 0.95533 | 0.95168 | 0.94804 | 0.94439 | 0.94074 | 0.93709 | 0.93344 | 0.92979 | 0.92615 | 0.9225 | 0.91885 | 0.9152 | 0.91155 | 0.9079 | 0.90426 | 0.90061 | 0.89696 | 0.89331 | 0.88966 | 0.88602 | 0.88354 | 0.88107 | 0.87859 | 0.87612 | 0.87364 | 0.87117 | 0.86869 | 0.86622 | 0.86374 | 0.86127 | 0.85879 | 0.85632 | 0.85384 | 0.85137 | 0.84889 | 0.84642 | 0.84394 | 0.84147 | 0.83899 | 0.83652 | 0.83404 | 0.83157 | 0.82909 | 0.82662 | 0.82479 | 0.82296 | 0.82113 | 0.8193 | 0.81747 | 0.81565 | 0.81382 | 0.81199 | 0.81016 | 0.80833 | 0.8065 | 0.80467 | 0.80284 | 0.80101 | 0.79919 | 0.79736 | 0.79553 | 0.7937 | 0.79187 | 0.79004 | 0.78821 | 0.78638 | 0.78455 | 0.78273 | 1.08 | 1.2397 | 1.1999 | 1.1048 | 1.0317 | 0.97357 | 0.88602 | 0.82662 | 0.78273
| 1.09 | 1.2401 | 1.2336 | 1.2272 | 1.2207 | 1.2143 | 1.2078 | 1.2014 | 1.1936 | 1.1858 | 1.1779 | 1.1701 | 1.1623 | 1.1545 | 1.1467 | 1.1389 | 1.131 | 1.1232 | 1.1154 | 1.1076 | 1.1015 | 1.0955 | 1.0894 | 1.0834 | 1.0773 | 1.0713 | 1.0652 | 1.0592 | 1.0531 | 1.0471 | 1.041 | 1.035 | 1.0302 | 1.0254 | 1.0206 | 1.0158 | 1.011 | 1.0062 | 1.0014 | 0.99658 | 0.99178 | 0.98698 | 0.98218 | 0.97738 | 0.97375 | 0.97011 | 0.96647 | 0.96284 | 0.9592 | 0.95556 | 0.95193 | 0.94829 | 0.94465 | 0.94102 | 0.93738 | 0.93374 | 0.93011 | 0.92647 | 0.92283 | 0.9192 | 0.91556 | 0.91192 | 0.90829 | 0.90465 | 0.90101 | 0.89738 | 0.89374 | 0.8901 | 0.88763 | 0.88515 | 0.88267 | 0.8802 | 0.87772 | 0.87524 | 0.87276 | 0.87029 | 0.86781 | 0.86533 | 0.86285 | 0.86038 | 0.8579 | 0.85542 | 0.85295 | 0.85047 | 0.84799 | 0.84551 | 0.84304 | 0.84056 | 0.83808 | 0.83561 | 0.83313 | 0.83065 | 0.82882 | 0.82699 | 0.82516 | 0.82333 | 0.8215 | 0.81967 | 0.81784 | 0.81601 | 0.81418 | 0.81235 | 0.81052 | 0.80869 | 0.80686 | 0.80503 | 0.8032 | 0.80137 | 0.79954 | 0.79771 | 0.79588 | 0.79405 | 0.79222 | 0.79039 | 0.78856 | 0.78673 | 1.09 | 1.2401 | 1.2014 | 1.1076 | 1.035 | 0.97738 | 0.8901 | 0.83065 | 0.78673
| 1.1 | 1.2404 | 1.2342 | 1.2279 | 1.2217 | 1.2154 | 1.2092 | 1.2029 | 1.1952 | 1.1875 | 1.1798 | 1.1721 | 1.1644 | 1.1566 | 1.1489 | 1.1412 | 1.1335 | 1.1258 | 1.1181 | 1.1104 | 1.1044 | 1.0984 | 1.0924 | 1.0864 | 1.0804 | 1.0743 | 1.0683 | 1.0623 | 1.0563 | 1.0503 | 1.0443 | 1.0383 | 1.0335 | 1.0288 | 1.024 | 1.0193 | 1.0145 | 1.0097 | 1.005 | 1.0002 | 0.99547 | 0.99071 | 0.98595 | 0.9812 | 0.97757 | 0.97394 | 0.97032 | 0.96669 | 0.96307 | 0.95944 | 0.95582 | 0.95219 | 0.94857 | 0.94494 | 0.94132 | 0.93769 | 0.93407 | 0.93044 | 0.92682 | 0.92319 | 0.91957 | 0.91594 | 0.91232 | 0.90869 | 0.90507 | 0.90144 | 0.89782 | 0.89419 | 0.89171 | 0.88923 | 0.88675 | 0.88427 | 0.88179 | 0.87932 | 0.87684 | 0.87436 | 0.87188 | 0.8694 | 0.86692 | 0.86444 | 0.86196 | 0.85948 | 0.857 | 0.85452 | 0.85204 | 0.84956 | 0.84708 | 0.8446 | 0.84212 | 0.83964 | 0.83716 | 0.83468 | 0.83285 | 0.83102 | 0.82919 | 0.82736 | 0.82553 | 0.8237 | 0.82187 | 0.82004 | 0.81821 | 0.81637 | 0.81454 | 0.81271 | 0.81088 | 0.80905 | 0.80722 | 0.80539 | 0.80356 | 0.80173 | 0.7999 | 0.79806 | 0.79623 | 0.7944 | 0.79257 | 0.79074 | 1.1 | 1.2404 | 1.2029 | 1.1104 | 1.0383 | 0.9812 | 0.89419 | 0.83468 | 0.79074
| 1.11 | 1.2407 | 1.2347 | 1.2286 | 1.2226 | 1.2165 | 1.2105 | 1.2044 | 1.1968 | 1.1892 | 1.1816 | 1.174 | 1.1664 | 1.1588 | 1.1512 | 1.1436 | 1.136 | 1.1284 | 1.1208 | 1.1132 | 1.1072 | 1.1013 | 1.0953 | 1.0893 | 1.0834 | 1.0774 | 1.0714 | 1.0655 | 1.0595 | 1.0535 | 1.0476 | 1.0416 | 1.0369 | 1.0322 | 1.0275 | 1.0227 | 1.018 | 1.0133 | 1.0086 | 1.0039 | 0.99916 | 0.99444 | 0.98972 | 0.98501 | 0.98139 | 0.97778 | 0.97417 | 0.97055 | 0.96694 | 0.96332 | 0.95971 | 0.9561 | 0.95248 | 0.94887 | 0.94526 | 0.94164 | 0.93803 | 0.93442 | 0.9308 | 0.92719 | 0.92358 | 0.91996 | 0.91635 | 0.91274 | 0.90912 | 0.90551 | 0.90189 | 0.89828 | 0.8958 | 0.89332 | 0.89084 | 0.88835 | 0.88587 | 0.88339 | 0.88091 | 0.87843 | 0.87594 | 0.87346 | 0.87098 | 0.8685 | 0.86602 | 0.86354 | 0.86105 | 0.85857 | 0.85609 | 0.85361 | 0.85113 | 0.84864 | 0.84616 | 0.84368 | 0.8412 | 0.83872 | 0.83688 | 0.83505 | 0.83322 | 0.83139 | 0.82956 | 0.82772 | 0.82589 | 0.82406 | 0.82223 | 0.8204 | 0.81856 | 0.81673 | 0.8149 | 0.81307 | 0.81124 | 0.8094 | 0.80757 | 0.80574 | 0.80391 | 0.80208 | 0.80024 | 0.79841 | 0.79658 | 0.79475 | 1.11 | 1.2407 | 1.2044 | 1.1132 | 1.0416 | 0.98501 | 0.89828 | 0.83872 | 0.79475
| 1.12 | 1.2411 | 1.2352 | 1.2294 | 1.2235 | 1.2177 | 1.2118 | 1.206 | 1.1985 | 1.191 | 1.1835 | 1.176 | 1.1685 | 1.161 | 1.1535 | 1.146 | 1.1385 | 1.131 | 1.1235 | 1.116 | 1.11 | 1.1041 | 1.0982 | 1.0923 | 1.0864 | 1.0805 | 1.0745 | 1.0686 | 1.0627 | 1.0568 | 1.0509 | 1.0449 | 1.0403 | 1.0356 | 1.0309 | 1.0262 | 1.0216 | 1.0169 | 1.0122 | 1.0075 | 1.0028 | 0.99817 | 0.99349 | 0.98882 | 0.98522 | 0.98161 | 0.97801 | 0.97441 | 0.97081 | 0.96721 | 0.9636 | 0.96 | 0.9564 | 0.9528 | 0.9492 | 0.94559 | 0.94199 | 0.93839 | 0.93479 | 0.93119 | 0.92758 | 0.92398 | 0.92038 | 0.91678 | 0.91318 | 0.90957 | 0.90597 | 0.90237 | 0.89989 | 0.8974 | 0.89492 | 0.89243 | 0.88995 | 0.88746 | 0.88498 | 0.8825 | 0.88001 | 0.87753 | 0.87504 | 0.87256 | 0.87008 | 0.86759 | 0.86511 | 0.86262 | 0.86014 | 0.85765 | 0.85517 | 0.85269 | 0.8502 | 0.84772 | 0.84523 | 0.84275 | 0.84092 | 0.83908 | 0.83725 | 0.83542 | 0.83358 | 0.83175 | 0.82992 | 0.82808 | 0.82625 | 0.82442 | 0.82259 | 0.82075 | 0.81892 | 0.81709 | 0.81525 | 0.81342 | 0.81159 | 0.80975 | 0.80792 | 0.80609 | 0.80425 | 0.80242 | 0.80059 | 0.79875 | 1.12 | 1.2411 | 1.206 | 1.116 | 1.0449 | 0.98882 | 0.90237 | 0.84275 | 0.79875
| 1.13 | 1.2414 | 1.2357 | 1.2301 | 1.2244 | 1.2188 | 1.2131 | 1.2075 | 1.2001 | 1.1927 | 1.1853 | 1.1779 | 1.1705 | 1.1631 | 1.1557 | 1.1483 | 1.1409 | 1.1335 | 1.1262 | 1.1188 | 1.1129 | 1.107 | 1.1011 | 1.0953 | 1.0894 | 1.0835 | 1.0776 | 1.0718 | 1.0659 | 1.06 | 1.0541 | 1.0483 | 1.0436 | 1.039 | 1.0344 | 1.0297 | 1.0251 | 1.0204 | 1.0158 | 1.0112 | 1.0065 | 1.0019 | 0.99726 | 0.99263 | 0.98904 | 0.98545 | 0.98186 | 0.97827 | 0.97468 | 0.97109 | 0.9675 | 0.96391 | 0.96031 | 0.95672 | 0.95313 | 0.94954 | 0.94595 | 0.94236 | 0.93877 | 0.93518 | 0.93159 | 0.928 | 0.92441 | 0.92082 | 0.91723 | 0.91364 | 0.91005 | 0.90646 | 0.90397 | 0.90149 | 0.899 | 0.89651 | 0.89403 | 0.89154 | 0.88905 | 0.88657 | 0.88408 | 0.88159 | 0.87911 | 0.87662 | 0.87413 | 0.87165 | 0.86916 | 0.86667 | 0.86419 | 0.8617 | 0.85921 | 0.85673 | 0.85424 | 0.85175 | 0.84927 | 0.84678 | 0.84495 | 0.84311 | 0.84128 | 0.83945 | 0.83761 | 0.83578 | 0.83394 | 0.83211 | 0.83027 | 0.82844 | 0.82661 | 0.82477 | 0.82294 | 0.8211 | 0.81927 | 0.81744 | 0.8156 | 0.81377 | 0.81193 | 0.8101 | 0.80826 | 0.80643 | 0.8046 | 0.80276 | 1.13 | 1.2414 | 1.2075 | 1.1188 | 1.0483 | 0.99263 | 0.90646 | 0.84678 | 0.80276
| 1.14 | 1.2417 | 1.2363 | 1.2308 | 1.2254 | 1.2199 | 1.2145 | 1.209 | 1.2017 | 1.1944 | 1.1871 | 1.1798 | 1.1726 | 1.1653 | 1.158 | 1.1507 | 1.1434 | 1.1361 | 1.1288 | 1.1215 | 1.1157 | 1.1099 | 1.1041 | 1.0982 | 1.0924 | 1.0866 | 1.0807 | 1.0749 | 1.0691 | 1.0632 | 1.0574 | 1.0516 | 1.047 | 1.0424 | 1.0378 | 1.0332 | 1.0286 | 1.024 | 1.0194 | 1.0148 | 1.0102 | 1.0056 | 1.001 | 0.99644 | 0.99286 | 0.98928 | 0.9857 | 0.98212 | 0.97855 | 0.97497 | 0.97139 | 0.96781 | 0.96423 | 0.96065 | 0.95707 | 0.95349 | 0.94991 | 0.94634 | 0.94276 | 0.93918 | 0.9356 | 0.93202 | 0.92844 | 0.92486 | 0.92128 | 0.9177 | 0.91413 | 0.91055 | 0.90806 | 0.90557 | 0.90308 | 0.90059 | 0.8981 | 0.89561 | 0.89313 | 0.89064 | 0.88815 | 0.88566 | 0.88317 | 0.88068 | 0.87819 | 0.8757 | 0.87321 | 0.87073 | 0.86824 | 0.86575 | 0.86326 | 0.86077 | 0.85828 | 0.85579 | 0.8533 | 0.85081 | 0.84898 | 0.84714 | 0.84531 | 0.84347 | 0.84164 | 0.8398 | 0.83797 | 0.83613 | 0.8343 | 0.83246 | 0.83063 | 0.82879 | 0.82696 | 0.82512 | 0.82329 | 0.82145 | 0.81962 | 0.81778 | 0.81595 | 0.81411 | 0.81228 | 0.81044 | 0.8086 | 0.80677 | 1.14 | 1.2417 | 1.209 | 1.1215 | 1.0516 | 0.99644 | 0.91055 | 0.85081 | 0.80677
| 1.15 | 1.2421 | 1.2368 | 1.2315 | 1.2263 | 1.221 | 1.2158 | 1.2105 | 1.2033 | 1.1962 | 1.189 | 1.1818 | 1.1746 | 1.1674 | 1.1602 | 1.1531 | 1.1459 | 1.1387 | 1.1315 | 1.1243 | 1.1186 | 1.1128 | 1.107 | 1.1012 | 1.0954 | 1.0896 | 1.0838 | 1.0781 | 1.0723 | 1.0665 | 1.0607 | 1.0549 | 1.0504 | 1.0458 | 1.0412 | 1.0367 | 1.0321 | 1.0276 | 1.023 | 1.0185 | 1.0139 | 1.0094 | 1.0048 | 1.0003 | 0.99668 | 0.99312 | 0.98955 | 0.98598 | 0.98241 | 0.97885 | 0.97528 | 0.97171 | 0.96814 | 0.96458 | 0.96101 | 0.95744 | 0.95388 | 0.95031 | 0.94674 | 0.94317 | 0.93961 | 0.93604 | 0.93247 | 0.92891 | 0.92534 | 0.92177 | 0.9182 | 0.91464 | 0.91214 | 0.90965 | 0.90716 | 0.90467 | 0.90218 | 0.89969 | 0.8972 | 0.89471 | 0.89221 | 0.88972 | 0.88723 | 0.88474 | 0.88225 | 0.87976 | 0.87727 | 0.87478 | 0.87229 | 0.86979 | 0.8673 | 0.86481 | 0.86232 | 0.85983 | 0.85734 | 0.85485 | 0.85301 | 0.85117 | 0.84934 | 0.8475 | 0.84567 | 0.84383 | 0.84199 | 0.84016 | 0.83832 | 0.83648 | 0.83465 | 0.83281 | 0.83098 | 0.82914 | 0.8273 | 0.82547 | 0.82363 | 0.82179 | 0.81996 | 0.81812 | 0.81629 | 0.81445 | 0.81261 | 0.81078 | 1.15 | 1.2421 | 1.2105 | 1.1243 | 1.0549 | 1.0003 | 0.91464 | 0.85485 | 0.81078
| 1.16 | 1.2424 | 1.2373 | 1.2323 | 1.2272 | 1.2222 | 1.2171 | 1.212 | 1.205 | 1.1979 | 1.1908 | 1.1837 | 1.1767 | 1.1696 | 1.1625 | 1.1554 | 1.1484 | 1.1413 | 1.1342 | 1.1271 | 1.1214 | 1.1156 | 1.1099 | 1.1042 | 1.0984 | 1.0927 | 1.0869 | 1.0812 | 1.0755 | 1.0697 | 1.064 | 1.0582 | 1.0537 | 1.0492 | 1.0447 | 1.0402 | 1.0357 | 1.0311 | 1.0266 | 1.0221 | 1.0176 | 1.0131 | 1.0086 | 1.0041 | 1.0005 | 0.99695 | 0.99339 | 0.98984 | 0.98628 | 0.98273 | 0.97917 | 0.97562 | 0.97206 | 0.9685 | 0.96495 | 0.96139 | 0.95784 | 0.95428 | 0.95073 | 0.94717 | 0.94361 | 0.94006 | 0.9365 | 0.93295 | 0.92939 | 0.92584 | 0.92228 | 0.91872 | 0.91623 | 0.91374 | 0.91124 | 0.90875 | 0.90626 | 0.90376 | 0.90127 | 0.89878 | 0.89628 | 0.89379 | 0.8913 | 0.8888 | 0.88631 | 0.88381 | 0.88132 | 0.87883 | 0.87633 | 0.87384 | 0.87135 | 0.86885 | 0.86636 | 0.86387 | 0.86137 | 0.85888 | 0.85704 | 0.8552 | 0.85337 | 0.85153 | 0.84969 | 0.84786 | 0.84602 | 0.84418 | 0.84234 | 0.84051 | 0.83867 | 0.83683 | 0.83499 | 0.83316 | 0.83132 | 0.82948 | 0.82765 | 0.82581 | 0.82397 | 0.82213 | 0.8203 | 0.81846 | 0.81662 | 0.81478 | 1.16 | 1.2424 | 1.212 | 1.1271 | 1.0582 | 1.0041 | 0.91872 | 0.85888 | 0.81478
| 1.17 | 1.2427 | 1.2379 | 1.233 | 1.2281 | 1.2233 | 1.2184 | 1.2136 | 1.2066 | 1.1996 | 1.1927 | 1.1857 | 1.1787 | 1.1717 | 1.1648 | 1.1578 | 1.1508 | 1.1439 | 1.1369 | 1.1299 | 1.1242 | 1.1185 | 1.1128 | 1.1071 | 1.1014 | 1.0957 | 1.09 | 1.0843 | 1.0786 | 1.0729 | 1.0673 | 1.0616 | 1.0571 | 1.0526 | 1.0481 | 1.0437 | 1.0392 | 1.0347 | 1.0302 | 1.0258 | 1.0213 | 1.0168 | 1.0123 | 1.0079 | 1.0043 | 1.0008 | 0.99724 | 0.9937 | 0.99015 | 0.98661 | 0.98306 | 0.97952 | 0.97598 | 0.97243 | 0.96889 | 0.96534 | 0.9618 | 0.95825 | 0.95471 | 0.95117 | 0.94762 | 0.94408 | 0.94053 | 0.93699 | 0.93345 | 0.9299 | 0.92636 | 0.92281 | 0.92032 | 0.91782 | 0.91533 | 0.91283 | 0.91033 | 0.90784 | 0.90534 | 0.90285 | 0.90035 | 0.89785 | 0.89536 | 0.89286 | 0.89037 | 0.88787 | 0.88537 | 0.88288 | 0.88038 | 0.87789 | 0.87539 | 0.8729 | 0.8704 | 0.8679 | 0.86541 | 0.86291 | 0.86107 | 0.85923 | 0.8574 | 0.85556 | 0.85372 | 0.85188 | 0.85004 | 0.84821 | 0.84637 | 0.84453 | 0.84269 | 0.84085 | 0.83901 | 0.83718 | 0.83534 | 0.8335 | 0.83166 | 0.82982 | 0.82798 | 0.82615 | 0.82431 | 0.82247 | 0.82063 | 0.81879 | 1.17 | 1.2427 | 1.2136 | 1.1299 | 1.0616 | 1.0079 | 0.92281 | 0.86291 | 0.81879
| 1.18 | 1.243 | 1.2384 | 1.2337 | 1.2291 | 1.2244 | 1.2197 | 1.2151 | 1.2082 | 1.2014 | 1.1945 | 1.1876 | 1.1808 | 1.1739 | 1.167 | 1.1602 | 1.1533 | 1.1464 | 1.1396 | 1.1327 | 1.1271 | 1.1214 | 1.1158 | 1.1101 | 1.1044 | 1.0988 | 1.0931 | 1.0875 | 1.0818 | 1.0762 | 1.0705 | 1.0649 | 1.0604 | 1.056 | 1.0516 | 1.0471 | 1.0427 | 1.0383 | 1.0338 | 1.0294 | 1.025 | 1.0205 | 1.0161 | 1.0117 | 1.0082 | 1.0046 | 1.0011 | 0.99755 | 0.99402 | 0.99049 | 0.98696 | 0.98342 | 0.97989 | 0.97636 | 0.97283 | 0.96929 | 0.96576 | 0.96223 | 0.9587 | 0.95516 | 0.95163 | 0.9481 | 0.94456 | 0.94103 | 0.9375 | 0.93397 | 0.93043 | 0.9269 | 0.9244 | 0.92191 | 0.91941 | 0.91691 | 0.91441 | 0.91191 | 0.90941 | 0.90692 | 0.90442 | 0.90192 | 0.89942 | 0.89692 | 0.89442 | 0.89193 | 0.88943 | 0.88693 | 0.88443 | 0.88193 | 0.87944 | 0.87694 | 0.87444 | 0.87194 | 0.86944 | 0.86694 | 0.8651 | 0.86327 | 0.86143 | 0.85959 | 0.85775 | 0.85591 | 0.85407 | 0.85223 | 0.85039 | 0.84855 | 0.84671 | 0.84487 | 0.84303 | 0.84119 | 0.83935 | 0.83751 | 0.83567 | 0.83384 | 0.832 | 0.83016 | 0.82832 | 0.82648 | 0.82464 | 0.8228 | 1.18 | 1.243 | 1.2151 | 1.1327 | 1.0649 | 1.0117 | 0.9269 | 0.86694 | 0.8228
| 1.19 | 1.2434 | 1.2389 | 1.2344 | 1.23 | 1.2255 | 1.2211 | 1.2166 | 1.2098 | 1.2031 | 1.1963 | 1.1896 | 1.1828 | 1.1761 | 1.1693 | 1.1625 | 1.1558 | 1.149 | 1.1423 | 1.1355 | 1.1299 | 1.1243 | 1.1187 | 1.1131 | 1.1075 | 1.1018 | 1.0962 | 1.0906 | 1.085 | 1.0794 | 1.0738 | 1.0682 | 1.0638 | 1.0594 | 1.055 | 1.0506 | 1.0462 | 1.0418 | 1.0375 | 1.0331 | 1.0287 | 1.0243 | 1.0199 | 1.0155 | 1.012 | 1.0085 | 1.0049 | 1.0014 | 0.99789 | 0.99437 | 0.99085 | 0.98733 | 0.98381 | 0.98028 | 0.97676 | 0.97324 | 0.96972 | 0.9662 | 0.96268 | 0.95916 | 0.95564 | 0.95212 | 0.9486 | 0.94507 | 0.94155 | 0.93803 | 0.93451 | 0.93099 | 0.92849 | 0.92599 | 0.92349 | 0.92099 | 0.91849 | 0.91599 | 0.91349 | 0.91099 | 0.90849 | 0.90598 | 0.90348 | 0.90098 | 0.89848 | 0.89598 | 0.89348 | 0.89098 | 0.88848 | 0.88598 | 0.88348 | 0.88098 | 0.87848 | 0.87598 | 0.87348 | 0.87098 | 0.86914 | 0.8673 | 0.86546 | 0.86361 | 0.86177 | 0.85993 | 0.85809 | 0.85625 | 0.85441 | 0.85257 | 0.85073 | 0.84889 | 0.84705 | 0.84521 | 0.84337 | 0.84153 | 0.83969 | 0.83785 | 0.83601 | 0.83417 | 0.83233 | 0.83049 | 0.82865 | 0.82681 | 1.19 | 1.2434 | 1.2166 | 1.1355 | 1.0682 | 1.0155 | 0.93099 | 0.87098 | 0.82681
| 1.2 | 1.2437 | 1.2394 | 1.2352 | 1.2309 | 1.2267 | 1.2224 | 1.2181 | 1.2115 | 1.2048 | 1.1982 | 1.1915 | 1.1849 | 1.1782 | 1.1716 | 1.1649 | 1.1582 | 1.1516 | 1.1449 | 1.1383 | 1.1327 | 1.1272 | 1.1216 | 1.116 | 1.1105 | 1.1049 | 1.0993 | 1.0938 | 1.0882 | 1.0826 | 1.0771 | 1.0715 | 1.0672 | 1.0628 | 1.0585 | 1.0541 | 1.0498 | 1.0454 | 1.0411 | 1.0367 | 1.0324 | 1.028 | 1.0237 | 1.0193 | 1.0158 | 1.0123 | 1.0088 | 1.0053 | 1.0018 | 0.99825 | 0.99474 | 0.99123 | 0.98772 | 0.98421 | 0.9807 | 0.97719 | 0.97368 | 0.97017 | 0.96666 | 0.96315 | 0.95965 | 0.95614 | 0.95263 | 0.94912 | 0.94561 | 0.9421 | 0.93859 | 0.93508 | 0.93258 | 0.93007 | 0.92757 | 0.92507 | 0.92256 | 0.92006 | 0.91756 | 0.91506 | 0.91255 | 0.91005 | 0.90755 | 0.90504 | 0.90254 | 0.90004 | 0.89754 | 0.89503 | 0.89253 | 0.89003 | 0.88752 | 0.88502 | 0.88252 | 0.88002 | 0.87751 | 0.87501 | 0.87317 | 0.87133 | 0.86948 | 0.86764 | 0.8658 | 0.86396 | 0.86212 | 0.86028 | 0.85844 | 0.85659 | 0.85475 | 0.85291 | 0.85107 | 0.84923 | 0.84739 | 0.84555 | 0.8437 | 0.84186 | 0.84002 | 0.83818 | 0.83634 | 0.8345 | 0.83266 | 0.83081 | 1.2 | 1.2437 | 1.2181 | 1.1383 | 1.0715 | 1.0193 | 0.93508 | 0.87501 | 0.83081
| 1.21 | 1.244 | 1.24 | 1.2359 | 1.2318 | 1.2278 | 1.2237 | 1.2196 | 1.2131 | 1.2066 | 1.2 | 1.1935 | 1.1869 | 1.1804 | 1.1738 | 1.1673 | 1.1607 | 1.1542 | 1.1476 | 1.1411 | 1.1356 | 1.13 | 1.1245 | 1.119 | 1.1135 | 1.108 | 1.1024 | 1.0969 | 1.0914 | 1.0859 | 1.0804 | 1.0748 | 1.0705 | 1.0662 | 1.0619 | 1.0576 | 1.0533 | 1.049 | 1.0447 | 1.0404 | 1.036 | 1.0317 | 1.0274 | 1.0231 | 1.0196 | 1.0161 | 1.0126 | 1.0091 | 1.0056 | 1.0021 | 0.99863 | 0.99513 | 0.99164 | 0.98814 | 0.98464 | 0.98114 | 0.97764 | 0.97415 | 0.97065 | 0.96715 | 0.96365 | 0.96016 | 0.95666 | 0.95316 | 0.94966 | 0.94616 | 0.94267 | 0.93917 | 0.93666 | 0.93416 | 0.93165 | 0.92915 | 0.92664 | 0.92414 | 0.92163 | 0.91913 | 0.91662 | 0.91412 | 0.91161 | 0.9091 | 0.9066 | 0.90409 | 0.90159 | 0.89908 | 0.89658 | 0.89407 | 0.89157 | 0.88906 | 0.88656 | 0.88405 | 0.88155 | 0.87904 | 0.8772 | 0.87536 | 0.87351 | 0.87167 | 0.86983 | 0.86799 | 0.86614 | 0.8643 | 0.86246 | 0.86062 | 0.85877 | 0.85693 | 0.85509 | 0.85325 | 0.8514 | 0.84956 | 0.84772 | 0.84588 | 0.84403 | 0.84219 | 0.84035 | 0.83851 | 0.83666 | 0.83482 | 1.21 | 1.244 | 1.2196 | 1.1411 | 1.0748 | 1.0231 | 0.93917 | 0.87904 | 0.83482
| 1.22 | 1.2444 | 1.2405 | 1.2366 | 1.2328 | 1.2289 | 1.225 | 1.2212 | 1.2147 | 1.2083 | 1.2018 | 1.1954 | 1.189 | 1.1825 | 1.1761 | 1.1696 | 1.1632 | 1.1568 | 1.1503 | 1.1439 | 1.1384 | 1.1329 | 1.1274 | 1.122 | 1.1165 | 1.111 | 1.1055 | 1.1001 | 1.0946 | 1.0891 | 1.0836 | 1.0782 | 1.0739 | 1.0696 | 1.0654 | 1.0611 | 1.0568 | 1.0525 | 1.0483 | 1.044 | 1.0397 | 1.0355 | 1.0312 | 1.0269 | 1.0234 | 1.02 | 1.0165 | 1.013 | 1.0095 | 1.006 | 1.0025 | 0.99904 | 0.99555 | 0.99206 | 0.98858 | 0.98509 | 0.98161 | 0.97812 | 0.97463 | 0.97115 | 0.96766 | 0.96417 | 0.96069 | 0.9572 | 0.95372 | 0.95023 | 0.94674 | 0.94326 | 0.94075 | 0.93824 | 0.93573 | 0.93323 | 0.93072 | 0.92821 | 0.9257 | 0.9232 | 0.92069 | 0.91818 | 0.91567 | 0.91317 | 0.91066 | 0.90815 | 0.90564 | 0.90314 | 0.90063 | 0.89812 | 0.89561 | 0.8931 | 0.8906 | 0.88809 | 0.88558 | 0.88307 | 0.88123 | 0.87939 | 0.87754 | 0.8757 | 0.87386 | 0.87201 | 0.87017 | 0.86833 | 0.86648 | 0.86464 | 0.8628 | 0.86095 | 0.85911 | 0.85726 | 0.85542 | 0.85358 | 0.85173 | 0.84989 | 0.84805 | 0.8462 | 0.84436 | 0.84252 | 0.84067 | 0.83883 | 1.22 | 1.2444 | 1.2212 | 1.1439 | 1.0782 | 1.0269 | 0.94326 | 0.88307 | 0.83883
| 1.23 | 1.2447 | 1.241 | 1.2374 | 1.2337 | 1.23 | 1.2264 | 1.2227 | 1.2164 | 1.21 | 1.2037 | 1.1973 | 1.191 | 1.1847 | 1.1783 | 1.172 | 1.1657 | 1.1593 | 1.153 | 1.1467 | 1.1412 | 1.1358 | 1.1304 | 1.1249 | 1.1195 | 1.1141 | 1.1086 | 1.1032 | 1.0978 | 1.0924 | 1.0869 | 1.0815 | 1.0773 | 1.073 | 1.0688 | 1.0646 | 1.0603 | 1.0561 | 1.0519 | 1.0477 | 1.0434 | 1.0392 | 1.035 | 1.0307 | 1.0273 | 1.0238 | 1.0203 | 1.0168 | 1.0134 | 1.0099 | 1.0064 | 1.0029 | 0.99947 | 0.99599 | 0.99252 | 0.98904 | 0.98557 | 0.98209 | 0.97862 | 0.97514 | 0.97167 | 0.96819 | 0.96472 | 0.96124 | 0.95777 | 0.95429 | 0.95082 | 0.94735 | 0.94484 | 0.94233 | 0.93982 | 0.93731 | 0.9348 | 0.93229 | 0.92978 | 0.92727 | 0.92476 | 0.92225 | 0.91974 | 0.91723 | 0.91472 | 0.91221 | 0.9097 | 0.90719 | 0.90468 | 0.90217 | 0.89966 | 0.89715 | 0.89464 | 0.89213 | 0.88962 | 0.88711 | 0.88526 | 0.88342 | 0.88157 | 0.87973 | 0.87788 | 0.87604 | 0.87419 | 0.87235 | 0.87051 | 0.86866 | 0.86682 | 0.86497 | 0.86313 | 0.86128 | 0.85944 | 0.85759 | 0.85575 | 0.8539 | 0.85206 | 0.85021 | 0.84837 | 0.84653 | 0.84468 | 0.84284 | 1.23 | 1.2447 | 1.2227 | 1.1467 | 1.0815 | 1.0307 | 0.94735 | 0.88711 | 0.84284
| 1.24 | 1.245 | 1.2415 | 1.2381 | 1.2346 | 1.2311 | 1.2277 | 1.2242 | 1.218 | 1.2118 | 1.2055 | 1.1993 | 1.1931 | 1.1868 | 1.1806 | 1.1744 | 1.1681 | 1.1619 | 1.1557 | 1.1494 | 1.1441 | 1.1387 | 1.1333 | 1.1279 | 1.1225 | 1.1171 | 1.1117 | 1.1064 | 1.101 | 1.0956 | 1.0902 | 1.0848 | 1.0806 | 1.0764 | 1.0722 | 1.0681 | 1.0639 | 1.0597 | 1.0555 | 1.0513 | 1.0471 | 1.0429 | 1.0387 | 1.0345 | 1.0311 | 1.0276 | 1.0242 | 1.0207 | 1.0172 | 1.0138 | 1.0103 | 1.0068 | 1.0034 | 0.99992 | 0.99646 | 0.99299 | 0.98953 | 0.98607 | 0.9826 | 0.97914 | 0.97568 | 0.97221 | 0.96875 | 0.96529 | 0.96182 | 0.95836 | 0.9549 | 0.95143 | 0.94892 | 0.94641 | 0.9439 | 0.94138 | 0.93887 | 0.93636 | 0.93385 | 0.93134 | 0.92882 | 0.92631 | 0.9238 | 0.92129 | 0.91877 | 0.91626 | 0.91375 | 0.91124 | 0.90873 | 0.90621 | 0.9037 | 0.90119 | 0.89868 | 0.89616 | 0.89365 | 0.89114 | 0.88929 | 0.88745 | 0.8856 | 0.88376 | 0.88191 | 0.88007 | 0.87822 | 0.87637 | 0.87453 | 0.87268 | 0.87084 | 0.86899 | 0.86715 | 0.8653 | 0.86345 | 0.86161 | 0.85976 | 0.85792 | 0.85607 | 0.85423 | 0.85238 | 0.85053 | 0.84869 | 0.84684 | 1.24 | 1.245 | 1.2242 | 1.1494 | 1.0848 | 1.0345 | 0.95143 | 0.89114 | 0.84684
| 1.25 | 1.2453 | 1.2421 | 1.2388 | 1.2355 | 1.2323 | 1.229 | 1.2257 | 1.2196 | 1.2135 | 1.2074 | 1.2012 | 1.1951 | 1.189 | 1.1829 | 1.1767 | 1.1706 | 1.1645 | 1.1584 | 1.1522 | 1.1469 | 1.1416 | 1.1362 | 1.1309 | 1.1255 | 1.1202 | 1.1148 | 1.1095 | 1.1042 | 1.0988 | 1.0935 | 1.0881 | 1.084 | 1.0798 | 1.0757 | 1.0715 | 1.0674 | 1.0632 | 1.0591 | 1.055 | 1.0508 | 1.0467 | 1.0425 | 1.0384 | 1.0349 | 1.0315 | 1.028 | 1.0246 | 1.0211 | 1.0177 | 1.0142 | 1.0107 | 1.0073 | 1.0038 | 1.0004 | 0.99694 | 0.99349 | 0.99004 | 0.98659 | 0.98314 | 0.97968 | 0.97623 | 0.97278 | 0.96933 | 0.96588 | 0.96243 | 0.95897 | 0.95552 | 0.95301 | 0.95049 | 0.94798 | 0.94546 | 0.94295 | 0.94044 | 0.93792 | 0.93541 | 0.93289 | 0.93038 | 0.92786 | 0.92535 | 0.92283 | 0.92032 | 0.9178 | 0.91529 | 0.91277 | 0.91026 | 0.90774 | 0.90523 | 0.90272 | 0.9002 | 0.89769 | 0.89517 | 0.89333 | 0.89148 | 0.88963 | 0.88778 | 0.88594 | 0.88409 | 0.88224 | 0.8804 | 0.87855 | 0.8767 | 0.87486 | 0.87301 | 0.87116 | 0.86932 | 0.86747 | 0.86562 | 0.86378 | 0.86193 | 0.86008 | 0.85824 | 0.85639 | 0.85454 | 0.8527 | 0.85085 | 1.25 | 1.2453 | 1.2257 | 1.1522 | 1.0881 | 1.0384 | 0.95552 | 0.89517 | 0.85085
| 1.26 | 1.2455 | 1.2423 | 1.2391 | 1.2359 | 1.2327 | 1.2294 | 1.2262 | 1.2202 | 1.2142 | 1.2082 | 1.2022 | 1.1961 | 1.1901 | 1.1841 | 1.1781 | 1.1721 | 1.166 | 1.16 | 1.154 | 1.1487 | 1.1434 | 1.1381 | 1.1328 | 1.1275 | 1.1222 | 1.1169 | 1.1116 | 1.1063 | 1.101 | 1.0957 | 1.0904 | 1.0863 | 1.0821 | 1.078 | 1.0739 | 1.0698 | 1.0656 | 1.0615 | 1.0574 | 1.0533 | 1.0491 | 1.045 | 1.0409 | 1.0375 | 1.034 | 1.0306 | 1.0272 | 1.0238 | 1.0203 | 1.0169 | 1.0135 | 1.0101 | 1.0066 | 1.0032 | 0.99979 | 0.99636 | 0.99294 | 0.98951 | 0.98609 | 0.98266 | 0.97924 | 0.97581 | 0.97239 | 0.96896 | 0.96554 | 0.96211 | 0.95869 | 0.95618 | 0.95366 | 0.95115 | 0.94864 | 0.94613 | 0.94362 | 0.94111 | 0.9386 | 0.93609 | 0.93358 | 0.93107 | 0.92856 | 0.92604 | 0.92353 | 0.92102 | 0.91851 | 0.916 | 0.91349 | 0.91098 | 0.90847 | 0.90596 | 0.90345 | 0.90094 | 0.89843 | 0.89658 | 0.89474 | 0.89289 | 0.89105 | 0.8892 | 0.88736 | 0.88551 | 0.88367 | 0.88182 | 0.87998 | 0.87814 | 0.87629 | 0.87445 | 0.8726 | 0.87076 | 0.86891 | 0.86707 | 0.86522 | 0.86338 | 0.86154 | 0.85969 | 0.85785 | 0.856 | 0.85416 | 1.26 | 1.2455 | 1.2262 | 1.154 | 1.0904 | 1.0409 | 0.95869 | 0.89843 | 0.85416
| 1.27 | 1.2457 | 1.2425 | 1.2394 | 1.2362 | 1.2331 | 1.2299 | 1.2267 | 1.2208 | 1.2149 | 1.209 | 1.2031 | 1.1972 | 1.1912 | 1.1853 | 1.1794 | 1.1735 | 1.1676 | 1.1617 | 1.1558 | 1.1505 | 1.1452 | 1.14 | 1.1347 | 1.1295 | 1.1242 | 1.1189 | 1.1137 | 1.1084 | 1.1032 | 1.0979 | 1.0926 | 1.0885 | 1.0844 | 1.0803 | 1.0762 | 1.0721 | 1.068 | 1.0639 | 1.0598 | 1.0557 | 1.0516 | 1.0475 | 1.0434 | 1.04 | 1.0366 | 1.0332 | 1.0298 | 1.0264 | 1.023 | 1.0196 | 1.0162 | 1.0128 | 1.0094 | 1.006 | 1.0026 | 0.99923 | 0.99583 | 0.99244 | 0.98904 | 0.98564 | 0.98224 | 0.97884 | 0.97544 | 0.97204 | 0.96865 | 0.96525 | 0.96185 | 0.95934 | 0.95684 | 0.95433 | 0.95182 | 0.94931 | 0.94681 | 0.9443 | 0.94179 | 0.93929 | 0.93678 | 0.93427 | 0.93176 | 0.92926 | 0.92675 | 0.92424 | 0.92174 | 0.91923 | 0.91672 | 0.91421 | 0.91171 | 0.9092 | 0.90669 | 0.90419 | 0.90168 | 0.89984 | 0.89799 | 0.89615 | 0.89431 | 0.89247 | 0.89063 | 0.88878 | 0.88694 | 0.8851 | 0.88326 | 0.88141 | 0.87957 | 0.87773 | 0.87589 | 0.87405 | 0.8722 | 0.87036 | 0.86852 | 0.86668 | 0.86483 | 0.86299 | 0.86115 | 0.85931 | 0.85747 | 1.27 | 1.2457 | 1.2267 | 1.1558 | 1.0926 | 1.0434 | 0.96185 | 0.90168 | 0.85747
| 1.28 | 1.2459 | 1.2428 | 1.2397 | 1.2366 | 1.2335 | 1.2303 | 1.2272 | 1.2214 | 1.2156 | 1.2098 | 1.204 | 1.1982 | 1.1924 | 1.1866 | 1.1807 | 1.1749 | 1.1691 | 1.1633 | 1.1575 | 1.1523 | 1.1471 | 1.1419 | 1.1366 | 1.1314 | 1.1262 | 1.121 | 1.1158 | 1.1106 | 1.1053 | 1.1001 | 1.0949 | 1.0908 | 1.0867 | 1.0827 | 1.0786 | 1.0745 | 1.0704 | 1.0663 | 1.0623 | 1.0582 | 1.0541 | 1.05 | 1.0459 | 1.0426 | 1.0392 | 1.0358 | 1.0324 | 1.0291 | 1.0257 | 1.0223 | 1.019 | 1.0156 | 1.0122 | 1.0088 | 1.0055 | 1.0021 | 0.99873 | 0.99536 | 0.99199 | 0.98862 | 0.98524 | 0.98187 | 0.9785 | 0.97513 | 0.97176 | 0.96838 | 0.96501 | 0.96251 | 0.96001 | 0.9575 | 0.955 | 0.9525 | 0.94999 | 0.94749 | 0.94499 | 0.94248 | 0.93998 | 0.93748 | 0.93497 | 0.93247 | 0.92997 | 0.92746 | 0.92496 | 0.92246 | 0.91995 | 0.91745 | 0.91495 | 0.91244 | 0.90994 | 0.90744 | 0.90493 | 0.90309 | 0.90125 | 0.89941 | 0.89757 | 0.89573 | 0.89389 | 0.89205 | 0.89021 | 0.88837 | 0.88653 | 0.88469 | 0.88285 | 0.88101 | 0.87917 | 0.87733 | 0.87549 | 0.87365 | 0.87181 | 0.86997 | 0.86813 | 0.86629 | 0.86445 | 0.86261 | 0.86077 | 1.28 | 1.2459 | 1.2272 | 1.1575 | 1.0949 | 1.0459 | 0.96501 | 0.90493 | 0.86077
| 1.29 | 1.2461 | 1.243 | 1.24 | 1.2369 | 1.2338 | 1.2308 | 1.2277 | 1.222 | 1.2163 | 1.2106 | 1.2049 | 1.1992 | 1.1935 | 1.1878 | 1.1821 | 1.1764 | 1.1707 | 1.165 | 1.1593 | 1.1541 | 1.1489 | 1.1437 | 1.1386 | 1.1334 | 1.1282 | 1.123 | 1.1179 | 1.1127 | 1.1075 | 1.1023 | 1.0972 | 1.0931 | 1.089 | 1.085 | 1.0809 | 1.0769 | 1.0728 | 1.0687 | 1.0647 | 1.0606 | 1.0566 | 1.0525 | 1.0485 | 1.0451 | 1.0418 | 1.0384 | 1.0351 | 1.0317 | 1.0284 | 1.025 | 1.0217 | 1.0184 | 1.015 | 1.0117 | 1.0083 | 1.005 | 1.0016 | 0.99828 | 0.99494 | 0.99159 | 0.98825 | 0.9849 | 0.98156 | 0.97821 | 0.97487 | 0.97152 | 0.96818 | 0.96568 | 0.96318 | 0.96068 | 0.95818 | 0.95568 | 0.95318 | 0.95068 | 0.94818 | 0.94568 | 0.94318 | 0.94068 | 0.93818 | 0.93568 | 0.93318 | 0.93068 | 0.92818 | 0.92568 | 0.92318 | 0.92068 | 0.91818 | 0.91568 | 0.91318 | 0.91068 | 0.90819 | 0.90635 | 0.90451 | 0.90267 | 0.90083 | 0.899 | 0.89716 | 0.89532 | 0.89348 | 0.89165 | 0.88981 | 0.88797 | 0.88613 | 0.88429 | 0.88246 | 0.88062 | 0.87878 | 0.87694 | 0.87511 | 0.87327 | 0.87143 | 0.86959 | 0.86776 | 0.86592 | 0.86408 | 1.29 | 1.2461 | 1.2277 | 1.1593 | 1.0972 | 1.0485 | 0.96818 | 0.90819 | 0.86408
| 1.3 | 1.2463 | 1.2433 | 1.2402 | 1.2372 | 1.2342 | 1.2312 | 1.2282 | 1.2226 | 1.217 | 1.2114 | 1.2058 | 1.2002 | 1.1946 | 1.189 | 1.1834 | 1.1778 | 1.1722 | 1.1666 | 1.161 | 1.1559 | 1.1507 | 1.1456 | 1.1405 | 1.1353 | 1.1302 | 1.1251 | 1.1199 | 1.1148 | 1.1097 | 1.1045 | 1.0994 | 1.0954 | 1.0913 | 1.0873 | 1.0833 | 1.0792 | 1.0752 | 1.0712 | 1.0671 | 1.0631 | 1.0591 | 1.055 | 1.051 | 1.0477 | 1.0444 | 1.041 | 1.0377 | 1.0344 | 1.0311 | 1.0278 | 1.0244 | 1.0211 | 1.0178 | 1.0145 | 1.0112 | 1.0078 | 1.0045 | 1.0012 | 0.99789 | 0.99457 | 0.99125 | 0.98793 | 0.98461 | 0.9813 | 0.97798 | 0.97466 | 0.97134 | 0.96884 | 0.96635 | 0.96385 | 0.96136 | 0.95886 | 0.95636 | 0.95387 | 0.95137 | 0.94888 | 0.94638 | 0.94388 | 0.94139 | 0.93889 | 0.9364 | 0.9339 | 0.93141 | 0.92891 | 0.92641 | 0.92392 | 0.92142 | 0.91893 | 0.91643 | 0.91393 | 0.91144 | 0.9096 | 0.90777 | 0.90593 | 0.9041 | 0.90226 | 0.90043 | 0.89859 | 0.89675 | 0.89492 | 0.89308 | 0.89125 | 0.88941 | 0.88758 | 0.88574 | 0.88391 | 0.88207 | 0.88024 | 0.8784 | 0.87656 | 0.87473 | 0.87289 | 0.87106 | 0.86922 | 0.86739 | 1.3 | 1.2463 | 1.2282 | 1.161 | 1.0994 | 1.051 | 0.97134 | 0.91144 | 0.86739
| 1.31 | 1.2464 | 1.2435 | 1.2405 | 1.2376 | 1.2346 | 1.2317 | 1.2287 | 1.2232 | 1.2177 | 1.2122 | 1.2067 | 1.2012 | 1.1957 | 1.1903 | 1.1848 | 1.1793 | 1.1738 | 1.1683 | 1.1628 | 1.1577 | 1.1526 | 1.1475 | 1.1424 | 1.1373 | 1.1322 | 1.1271 | 1.122 | 1.1169 | 1.1118 | 1.1068 | 1.1017 | 1.0977 | 1.0936 | 1.0896 | 1.0856 | 1.0816 | 1.0776 | 1.0736 | 1.0696 | 1.0656 | 1.0615 | 1.0575 | 1.0535 | 1.0502 | 1.0469 | 1.0436 | 1.0403 | 1.0371 | 1.0338 | 1.0305 | 1.0272 | 1.0239 | 1.0206 | 1.0173 | 1.014 | 1.0107 | 1.0074 | 1.0041 | 1.0008 | 0.99755 | 0.99426 | 0.99096 | 0.98767 | 0.98438 | 0.98109 | 0.9778 | 0.9745 | 0.97201 | 0.96952 | 0.96703 | 0.96453 | 0.96204 | 0.95955 | 0.95706 | 0.95457 | 0.95207 | 0.94958 | 0.94709 | 0.9446 | 0.94211 | 0.93961 | 0.93712 | 0.93463 | 0.93214 | 0.92964 | 0.92715 | 0.92466 | 0.92217 | 0.91968 | 0.91718 | 0.91469 | 0.91286 | 0.91103 | 0.90919 | 0.90736 | 0.90553 | 0.90369 | 0.90186 | 0.90003 | 0.89819 | 0.89636 | 0.89453 | 0.89269 | 0.89086 | 0.88903 | 0.88719 | 0.88536 | 0.88353 | 0.88169 | 0.87986 | 0.87803 | 0.87619 | 0.87436 | 0.87253 | 0.87069 | 1.31 | 1.2464 | 1.2287 | 1.1628 | 1.1017 | 1.0535 | 0.9745 | 0.91469 | 0.87069
| 1.32 | 1.2466 | 1.2437 | 1.2408 | 1.2379 | 1.235 | 1.2321 | 1.2292 | 1.2238 | 1.2184 | 1.213 | 1.2077 | 1.2023 | 1.1969 | 1.1915 | 1.1861 | 1.1807 | 1.1753 | 1.1699 | 1.1645 | 1.1595 | 1.1544 | 1.1494 | 1.1443 | 1.1393 | 1.1342 | 1.1292 | 1.1241 | 1.1191 | 1.114 | 1.109 | 1.1039 | 1.0999 | 1.0959 | 1.0919 | 1.088 | 1.084 | 1.08 | 1.076 | 1.072 | 1.068 | 1.064 | 1.06 | 1.056 | 1.0528 | 1.0495 | 1.0462 | 1.043 | 1.0397 | 1.0364 | 1.0332 | 1.0299 | 1.0266 | 1.0234 | 1.0201 | 1.0169 | 1.0136 | 1.0103 | 1.0071 | 1.0038 | 1.0005 | 0.99726 | 0.99399 | 0.99073 | 0.98746 | 0.9842 | 0.98093 | 0.97767 | 0.97518 | 0.97269 | 0.9702 | 0.96771 | 0.96522 | 0.96274 | 0.96025 | 0.95776 | 0.95527 | 0.95278 | 0.95029 | 0.94781 | 0.94532 | 0.94283 | 0.94034 | 0.93785 | 0.93536 | 0.93288 | 0.93039 | 0.9279 | 0.92541 | 0.92292 | 0.92043 | 0.91795 | 0.91611 | 0.91428 | 0.91245 | 0.91062 | 0.90879 | 0.90696 | 0.90513 | 0.9033 | 0.90147 | 0.89964 | 0.8978 | 0.89597 | 0.89414 | 0.89231 | 0.89048 | 0.88865 | 0.88682 | 0.88499 | 0.88316 | 0.88133 | 0.87949 | 0.87766 | 0.87583 | 0.874 | 1.32 | 1.2466 | 1.2292 | 1.1645 | 1.1039 | 1.056 | 0.97767 | 0.91795 | 0.874
| 1.33 | 1.2468 | 1.244 | 1.2411 | 1.2383 | 1.2354 | 1.2326 | 1.2297 | 1.2244 | 1.2191 | 1.2139 | 1.2086 | 1.2033 | 1.198 | 1.1927 | 1.1874 | 1.1821 | 1.1769 | 1.1716 | 1.1663 | 1.1613 | 1.1563 | 1.1513 | 1.1462 | 1.1412 | 1.1362 | 1.1312 | 1.1262 | 1.1212 | 1.1162 | 1.1112 | 1.1062 | 1.1022 | 1.0982 | 1.0943 | 1.0903 | 1.0863 | 1.0824 | 1.0784 | 1.0744 | 1.0705 | 1.0665 | 1.0625 | 1.0586 | 1.0553 | 1.0521 | 1.0488 | 1.0456 | 1.0424 | 1.0391 | 1.0359 | 1.0327 | 1.0294 | 1.0262 | 1.0229 | 1.0197 | 1.0165 | 1.0132 | 1.01 | 1.0067 | 1.0035 | 1.0003 | 0.99702 | 0.99379 | 0.99055 | 0.98731 | 0.98407 | 0.98083 | 0.97835 | 0.97586 | 0.97338 | 0.97089 | 0.96841 | 0.96592 | 0.96344 | 0.96095 | 0.95847 | 0.95598 | 0.9535 | 0.95101 | 0.94853 | 0.94604 | 0.94356 | 0.94108 | 0.93859 | 0.93611 | 0.93362 | 0.93114 | 0.92865 | 0.92617 | 0.92368 | 0.9212 | 0.91937 | 0.91754 | 0.91571 | 0.91388 | 0.91205 | 0.91023 | 0.9084 | 0.90657 | 0.90474 | 0.90291 | 0.90108 | 0.89925 | 0.89742 | 0.8956 | 0.89377 | 0.89194 | 0.89011 | 0.88828 | 0.88645 | 0.88462 | 0.88279 | 0.88097 | 0.87914 | 0.87731 | 1.33 | 1.2468 | 1.2297 | 1.1663 | 1.1062 | 1.0586 | 0.98083 | 0.9212 | 0.87731
| 1.34 | 1.247 | 1.2442 | 1.2414 | 1.2386 | 1.2358 | 1.233 | 1.2302 | 1.225 | 1.2199 | 1.2147 | 1.2095 | 1.2043 | 1.1991 | 1.1939 | 1.1888 | 1.1836 | 1.1784 | 1.1732 | 1.168 | 1.1631 | 1.1581 | 1.1531 | 1.1482 | 1.1432 | 1.1382 | 1.1333 | 1.1283 | 1.1233 | 1.1184 | 1.1134 | 1.1084 | 1.1045 | 1.1005 | 1.0966 | 1.0926 | 1.0887 | 1.0848 | 1.0808 | 1.0769 | 1.0729 | 1.069 | 1.065 | 1.0611 | 1.0579 | 1.0547 | 1.0515 | 1.0482 | 1.045 | 1.0418 | 1.0386 | 1.0354 | 1.0322 | 1.029 | 1.0258 | 1.0225 | 1.0193 | 1.0161 | 1.0129 | 1.0097 | 1.0065 | 1.0033 | 1.0001 | 0.99684 | 0.99363 | 0.99042 | 0.98721 | 0.98399 | 0.98151 | 0.97903 | 0.97655 | 0.97407 | 0.97159 | 0.96911 | 0.96663 | 0.96415 | 0.96167 | 0.95918 | 0.9567 | 0.95422 | 0.95174 | 0.94926 | 0.94678 | 0.9443 | 0.94182 | 0.93934 | 0.93686 | 0.93438 | 0.93189 | 0.92941 | 0.92693 | 0.92445 | 0.92263 | 0.9208 | 0.91897 | 0.91715 | 0.91532 | 0.91349 | 0.91167 | 0.90984 | 0.90801 | 0.90619 | 0.90436 | 0.90253 | 0.90071 | 0.89888 | 0.89705 | 0.89523 | 0.8934 | 0.89157 | 0.88975 | 0.88792 | 0.8861 | 0.88427 | 0.88244 | 0.88062 | 1.34 | 1.247 | 1.2302 | 1.168 | 1.1084 | 1.0611 | 0.98399 | 0.92445 | 0.88062
| 1.35 | 1.2472 | 1.2444 | 1.2417 | 1.2389 | 1.2362 | 1.2335 | 1.2307 | 1.2256 | 1.2206 | 1.2155 | 1.2104 | 1.2053 | 1.2003 | 1.1952 | 1.1901 | 1.185 | 1.1799 | 1.1749 | 1.1698 | 1.1649 | 1.1599 | 1.155 | 1.1501 | 1.1452 | 1.1402 | 1.1353 | 1.1304 | 1.1255 | 1.1205 | 1.1156 | 1.1107 | 1.1068 | 1.1028 | 1.0989 | 1.095 | 1.0911 | 1.0871 | 1.0832 | 1.0793 | 1.0754 | 1.0715 | 1.0675 | 1.0636 | 1.0604 | 1.0572 | 1.0541 | 1.0509 | 1.0477 | 1.0445 | 1.0413 | 1.0381 | 1.0349 | 1.0318 | 1.0286 | 1.0254 | 1.0222 | 1.019 | 1.0158 | 1.0126 | 1.0095 | 1.0063 | 1.0031 | 0.9999 | 0.99671 | 0.99353 | 0.99034 | 0.98716 | 0.98468 | 0.9822 | 0.97973 | 0.97725 | 0.97477 | 0.97229 | 0.96982 | 0.96734 | 0.96486 | 0.96239 | 0.95991 | 0.95743 | 0.95495 | 0.95248 | 0.95 | 0.94752 | 0.94505 | 0.94257 | 0.94009 | 0.93761 | 0.93514 | 0.93266 | 0.93018 | 0.92771 | 0.92588 | 0.92406 | 0.92223 | 0.92041 | 0.91858 | 0.91676 | 0.91494 | 0.91311 | 0.91129 | 0.90946 | 0.90764 | 0.90581 | 0.90399 | 0.90217 | 0.90034 | 0.89852 | 0.89669 | 0.89487 | 0.89304 | 0.89122 | 0.8894 | 0.88757 | 0.88575 | 0.88392 | 1.35 | 1.2472 | 1.2307 | 1.1698 | 1.1107 | 1.0636 | 0.98716 | 0.92771 | 0.88392
| 1.36 | 1.2474 | 1.2447 | 1.242 | 1.2393 | 1.2366 | 1.2339 | 1.2312 | 1.2262 | 1.2213 | 1.2163 | 1.2113 | 1.2064 | 1.2014 | 1.1964 | 1.1914 | 1.1865 | 1.1815 | 1.1765 | 1.1716 | 1.1667 | 1.1618 | 1.1569 | 1.152 | 1.1471 | 1.1422 | 1.1374 | 1.1325 | 1.1276 | 1.1227 | 1.1178 | 1.1129 | 1.109 | 1.1051 | 1.1012 | 1.0973 | 1.0934 | 1.0895 | 1.0856 | 1.0817 | 1.0778 | 1.0739 | 1.07 | 1.0661 | 1.063 | 1.0598 | 1.0567 | 1.0535 | 1.0503 | 1.0472 | 1.044 | 1.0409 | 1.0377 | 1.0345 | 1.0314 | 1.0282 | 1.0251 | 1.0219 | 1.0188 | 1.0156 | 1.0124 | 1.0093 | 1.0061 | 1.003 | 0.9998 | 0.99664 | 0.99348 | 0.99032 | 0.98785 | 0.98537 | 0.9829 | 0.98043 | 0.97795 | 0.97548 | 0.97301 | 0.97053 | 0.96806 | 0.96559 | 0.96311 | 0.96064 | 0.95817 | 0.95569 | 0.95322 | 0.95075 | 0.94827 | 0.9458 | 0.94333 | 0.94085 | 0.93838 | 0.93591 | 0.93343 | 0.93096 | 0.92914 | 0.92731 | 0.92549 | 0.92367 | 0.92185 | 0.92003 | 0.9182 | 0.91638 | 0.91456 | 0.91274 | 0.91092 | 0.90909 | 0.90727 | 0.90545 | 0.90363 | 0.90181 | 0.89998 | 0.89816 | 0.89634 | 0.89452 | 0.8927 | 0.89087 | 0.88905 | 0.88723 | 1.36 | 1.2474 | 1.2312 | 1.1716 | 1.1129 | 1.0661 | 0.99032 | 0.93096 | 0.88723
| 1.37 | 1.2475 | 1.2449 | 1.2423 | 1.2396 | 1.237 | 1.2343 | 1.2317 | 1.2268 | 1.222 | 1.2171 | 1.2122 | 1.2074 | 1.2025 | 1.1976 | 1.1928 | 1.1879 | 1.183 | 1.1782 | 1.1733 | 1.1685 | 1.1636 | 1.1588 | 1.1539 | 1.1491 | 1.1442 | 1.1394 | 1.1346 | 1.1297 | 1.1249 | 1.12 | 1.1152 | 1.1113 | 1.1074 | 1.1036 | 1.0997 | 1.0958 | 1.0919 | 1.0881 | 1.0842 | 1.0803 | 1.0764 | 1.0725 | 1.0687 | 1.0655 | 1.0624 | 1.0593 | 1.0561 | 1.053 | 1.0499 | 1.0467 | 1.0436 | 1.0405 | 1.0373 | 1.0342 | 1.0311 | 1.0279 | 1.0248 | 1.0217 | 1.0185 | 1.0154 | 1.0123 | 1.0091 | 1.006 | 1.0029 | 0.99975 | 0.99662 | 0.99348 | 0.99101 | 0.98854 | 0.98607 | 0.9836 | 0.98114 | 0.97867 | 0.9762 | 0.97373 | 0.97126 | 0.96879 | 0.96632 | 0.96385 | 0.96138 | 0.95891 | 0.95644 | 0.95397 | 0.9515 | 0.94903 | 0.94656 | 0.94409 | 0.94162 | 0.93915 | 0.93668 | 0.93421 | 0.93239 | 0.93057 | 0.92875 | 0.92693 | 0.92511 | 0.92329 | 0.92147 | 0.91965 | 0.91783 | 0.91601 | 0.91419 | 0.91237 | 0.91055 | 0.90874 | 0.90692 | 0.9051 | 0.90328 | 0.90146 | 0.89964 | 0.89782 | 0.896 | 0.89418 | 0.89236 | 0.89054 | 1.37 | 1.2475 | 1.2317 | 1.1733 | 1.1152 | 1.0687 | 0.99348 | 0.93421 | 0.89054
| 1.38 | 1.2477 | 1.2451 | 1.2425 | 1.24 | 1.2374 | 1.2348 | 1.2322 | 1.2274 | 1.2227 | 1.2179 | 1.2132 | 1.2084 | 1.2036 | 1.1989 | 1.1941 | 1.1893 | 1.1846 | 1.1798 | 1.1751 | 1.1703 | 1.1655 | 1.1607 | 1.1559 | 1.1511 | 1.1463 | 1.1415 | 1.1367 | 1.1319 | 1.127 | 1.1222 | 1.1174 | 1.1136 | 1.1097 | 1.1059 | 1.102 | 1.0982 | 1.0943 | 1.0905 | 1.0866 | 1.0828 | 1.0789 | 1.075 | 1.0712 | 1.0681 | 1.065 | 1.0619 | 1.0588 | 1.0557 | 1.0526 | 1.0494 | 1.0463 | 1.0432 | 1.0401 | 1.037 | 1.0339 | 1.0308 | 1.0277 | 1.0246 | 1.0215 | 1.0184 | 1.0153 | 1.0122 | 1.0091 | 1.006 | 1.0029 | 0.99975 | 0.99665 | 0.99418 | 0.99171 | 0.98925 | 0.98678 | 0.98432 | 0.98185 | 0.97939 | 0.97692 | 0.97445 | 0.97199 | 0.96952 | 0.96706 | 0.96459 | 0.96212 | 0.95966 | 0.95719 | 0.95473 | 0.95226 | 0.94979 | 0.94733 | 0.94486 | 0.9424 | 0.93993 | 0.93747 | 0.93565 | 0.93383 | 0.93201 | 0.9302 | 0.92838 | 0.92656 | 0.92474 | 0.92293 | 0.92111 | 0.91929 | 0.91747 | 0.91566 | 0.91384 | 0.91202 | 0.9102 | 0.90838 | 0.90657 | 0.90475 | 0.90293 | 0.90111 | 0.8993 | 0.89748 | 0.89566 | 0.89384 | 1.38 | 1.2477 | 1.2322 | 1.1751 | 1.1174 | 1.0712 | 0.99665 | 0.93747 | 0.89384
| 1.39 | 1.2479 | 1.2454 | 1.2428 | 1.2403 | 1.2378 | 1.2352 | 1.2327 | 1.228 | 1.2234 | 1.2187 | 1.2141 | 1.2094 | 1.2048 | 1.2001 | 1.1954 | 1.1908 | 1.1861 | 1.1815 | 1.1768 | 1.1721 | 1.1673 | 1.1625 | 1.1578 | 1.153 | 1.1483 | 1.1435 | 1.1387 | 1.134 | 1.1292 | 1.1245 | 1.1197 | 1.1159 | 1.112 | 1.1082 | 1.1044 | 1.1005 | 1.0967 | 1.0929 | 1.089 | 1.0852 | 1.0814 | 1.0775 | 1.0737 | 1.0706 | 1.0676 | 1.0645 | 1.0614 | 1.0583 | 1.0552 | 1.0522 | 1.0491 | 1.046 | 1.0429 | 1.0398 | 1.0368 | 1.0337 | 1.0306 | 1.0275 | 1.0244 | 1.0214 | 1.0183 | 1.0152 | 1.0121 | 1.009 | 1.006 | 1.0029 | 0.99981 | 0.99735 | 0.99489 | 0.99242 | 0.98996 | 0.9875 | 0.98504 | 0.98258 | 0.98011 | 0.97765 | 0.97519 | 0.97273 | 0.97026 | 0.9678 | 0.96534 | 0.96288 | 0.96042 | 0.95795 | 0.95549 | 0.95303 | 0.95057 | 0.94811 | 0.94564 | 0.94318 | 0.94072 | 0.9389 | 0.93709 | 0.93527 | 0.93346 | 0.93164 | 0.92983 | 0.92801 | 0.9262 | 0.92438 | 0.92257 | 0.92075 | 0.91894 | 0.91712 | 0.9153 | 0.91349 | 0.91167 | 0.90986 | 0.90804 | 0.90623 | 0.90441 | 0.9026 | 0.90078 | 0.89897 | 0.89715 | 1.39 | 1.2479 | 1.2327 | 1.1768 | 1.1197 | 1.0737 | 0.99981 | 0.94072 | 0.89715
| 1.4 | 1.2481 | 1.2456 | 1.2431 | 1.2406 | 1.2382 | 1.2357 | 1.2332 | 1.2286 | 1.2241 | 1.2195 | 1.215 | 1.2104 | 1.2059 | 1.2013 | 1.1968 | 1.1922 | 1.1877 | 1.1831 | 1.1786 | 1.1739 | 1.1691 | 1.1644 | 1.1597 | 1.155 | 1.1503 | 1.1455 | 1.1408 | 1.1361 | 1.1314 | 1.1267 | 1.122 | 1.1181 | 1.1143 | 1.1105 | 1.1067 | 1.1029 | 1.0991 | 1.0953 | 1.0915 | 1.0877 | 1.0839 | 1.0801 | 1.0762 | 1.0732 | 1.0701 | 1.0671 | 1.064 | 1.061 | 1.0579 | 1.0549 | 1.0518 | 1.0488 | 1.0457 | 1.0427 | 1.0396 | 1.0366 | 1.0335 | 1.0304 | 1.0274 | 1.0243 | 1.0213 | 1.0182 | 1.0152 | 1.0121 | 1.0091 | 1.006 | 1.003 | 1.0005 | 0.99806 | 0.9956 | 0.99314 | 0.99068 | 0.98822 | 0.98576 | 0.98331 | 0.98085 | 0.97839 | 0.97593 | 0.97347 | 0.97101 | 0.96856 | 0.9661 | 0.96364 | 0.96118 | 0.95872 | 0.95626 | 0.95381 | 0.95135 | 0.94889 | 0.94643 | 0.94397 | 0.94216 | 0.94035 | 0.93853 | 0.93672 | 0.93491 | 0.93309 | 0.93128 | 0.92947 | 0.92765 | 0.92584 | 0.92403 | 0.92222 | 0.9204 | 0.91859 | 0.91678 | 0.91496 | 0.91315 | 0.91134 | 0.90952 | 0.90771 | 0.9059 | 0.90408 | 0.90227 | 0.90046 | 1.4 | 1.2481 | 1.2332 | 1.1786 | 1.122 | 1.0762 | 1.003 | 0.94397 | 0.90046
| 1.41 | 1.2483 | 1.2458 | 1.2434 | 1.241 | 1.2386 | 1.2361 | 1.2337 | 1.2293 | 1.2248 | 1.2204 | 1.2159 | 1.2115 | 1.207 | 1.2026 | 1.1981 | 1.1937 | 1.1892 | 1.1848 | 1.1803 | 1.1757 | 1.171 | 1.1663 | 1.1616 | 1.1569 | 1.1523 | 1.1476 | 1.1429 | 1.1382 | 1.1336 | 1.1289 | 1.1242 | 1.1204 | 1.1166 | 1.1128 | 1.1091 | 1.1053 | 1.1015 | 1.0977 | 1.0939 | 1.0901 | 1.0863 | 1.0826 | 1.0788 | 1.0757 | 1.0727 | 1.0697 | 1.0667 | 1.0636 | 1.0606 | 1.0576 | 1.0546 | 1.0515 | 1.0485 | 1.0455 | 1.0425 | 1.0394 | 1.0364 | 1.0334 | 1.0303 | 1.0273 | 1.0243 | 1.0213 | 1.0182 | 1.0152 | 1.0122 | 1.0092 | 1.0061 | 1.0037 | 1.0012 | 0.99877 | 0.99632 | 0.99386 | 0.99141 | 0.98895 | 0.9865 | 0.98405 | 0.98159 | 0.97914 | 0.97668 | 0.97423 | 0.97177 | 0.96932 | 0.96686 | 0.96441 | 0.96195 | 0.9595 | 0.95704 | 0.95459 | 0.95214 | 0.94968 | 0.94723 | 0.94541 | 0.9436 | 0.94179 | 0.93998 | 0.93817 | 0.93636 | 0.93455 | 0.93274 | 0.93093 | 0.92912 | 0.92731 | 0.9255 | 0.92369 | 0.92187 | 0.92006 | 0.91825 | 0.91644 | 0.91463 | 0.91282 | 0.91101 | 0.9092 | 0.90739 | 0.90558 | 0.90377 | 1.41 | 1.2483 | 1.2337 | 1.1803 | 1.1242 | 1.0788 | 1.0061 | 0.94723 | 0.90377
| 1.42 | 1.2484 | 1.2461 | 1.2437 | 1.2413 | 1.2389 | 1.2366 | 1.2342 | 1.2299 | 1.2255 | 1.2212 | 1.2168 | 1.2125 | 1.2081 | 1.2038 | 1.1995 | 1.1951 | 1.1908 | 1.1864 | 1.1821 | 1.1775 | 1.1728 | 1.1682 | 1.1635 | 1.1589 | 1.1543 | 1.1496 | 1.145 | 1.1404 | 1.1357 | 1.1311 | 1.1265 | 1.1227 | 1.1189 | 1.1152 | 1.1114 | 1.1076 | 1.1039 | 1.1001 | 1.0963 | 1.0926 | 1.0888 | 1.0851 | 1.0813 | 1.0783 | 1.0753 | 1.0723 | 1.0693 | 1.0663 | 1.0633 | 1.0603 | 1.0573 | 1.0543 | 1.0513 | 1.0483 | 1.0453 | 1.0423 | 1.0393 | 1.0363 | 1.0333 | 1.0303 | 1.0273 | 1.0243 | 1.0213 | 1.0183 | 1.0153 | 1.0123 | 1.0093 | 1.0068 | 1.0044 | 1.0019 | 0.9995 | 0.99705 | 0.99459 | 0.99214 | 0.98969 | 0.98724 | 0.98479 | 0.98234 | 0.97989 | 0.97744 | 0.97499 | 0.97254 | 0.97009 | 0.96764 | 0.96518 | 0.96273 | 0.96028 | 0.95783 | 0.95538 | 0.95293 | 0.95048 | 0.94867 | 0.94686 | 0.94505 | 0.94324 | 0.94144 | 0.93963 | 0.93782 | 0.93601 | 0.9342 | 0.93239 | 0.93058 | 0.92878 | 0.92697 | 0.92516 | 0.92335 | 0.92154 | 0.91973 | 0.91792 | 0.91612 | 0.91431 | 0.9125 | 0.91069 | 0.90888 | 0.90707 | 1.42 | 1.2484 | 1.2342 | 1.1821 | 1.1265 | 1.0813 | 1.0093 | 0.95048 | 0.90707
| 1.43 | 1.2486 | 1.2463 | 1.244 | 1.2417 | 1.2393 | 1.237 | 1.2347 | 1.2305 | 1.2262 | 1.222 | 1.2177 | 1.2135 | 1.2093 | 1.205 | 1.2008 | 1.1966 | 1.1923 | 1.1881 | 1.1838 | 1.1792 | 1.1747 | 1.1701 | 1.1655 | 1.1609 | 1.1563 | 1.1517 | 1.1471 | 1.1425 | 1.1379 | 1.1333 | 1.1287 | 1.125 | 1.1212 | 1.1175 | 1.1138 | 1.11 | 1.1063 | 1.1025 | 1.0988 | 1.095 | 1.0913 | 1.0876 | 1.0838 | 1.0808 | 1.0779 | 1.0749 | 1.0719 | 1.069 | 1.066 | 1.063 | 1.06 | 1.0571 | 1.0541 | 1.0511 | 1.0481 | 1.0452 | 1.0422 | 1.0392 | 1.0362 | 1.0333 | 1.0303 | 1.0273 | 1.0244 | 1.0214 | 1.0184 | 1.0154 | 1.0125 | 1.01 | 1.0076 | 1.0051 | 1.0027 | 1.0002 | 0.99778 | 0.99533 | 0.99289 | 0.99044 | 0.98799 | 0.98555 | 0.9831 | 0.98065 | 0.9782 | 0.97576 | 0.97331 | 0.97086 | 0.96842 | 0.96597 | 0.96352 | 0.96107 | 0.95863 | 0.95618 | 0.95373 | 0.95193 | 0.95012 | 0.94831 | 0.94651 | 0.9447 | 0.94289 | 0.94109 | 0.93928 | 0.93748 | 0.93567 | 0.93386 | 0.93206 | 0.93025 | 0.92844 | 0.92664 | 0.92483 | 0.92302 | 0.92122 | 0.91941 | 0.91761 | 0.9158 | 0.91399 | 0.91219 | 0.91038 | 1.43 | 1.2486 | 1.2347 | 1.1838 | 1.1287 | 1.0838 | 1.0125 | 0.95373 | 0.91038
| 1.44 | 1.2488 | 1.2465 | 1.2443 | 1.242 | 1.2397 | 1.2375 | 1.2352 | 1.2311 | 1.2269 | 1.2228 | 1.2187 | 1.2145 | 1.2104 | 1.2063 | 1.2021 | 1.198 | 1.1939 | 1.1897 | 1.1856 | 1.181 | 1.1765 | 1.1719 | 1.1674 | 1.1628 | 1.1583 | 1.1537 | 1.1492 | 1.1446 | 1.1401 | 1.1355 | 1.131 | 1.1273 | 1.1235 | 1.1198 | 1.1161 | 1.1124 | 1.1087 | 1.1049 | 1.1012 | 1.0975 | 1.0938 | 1.0901 | 1.0863 | 1.0834 | 1.0804 | 1.0775 | 1.0746 | 1.0716 | 1.0687 | 1.0657 | 1.0628 | 1.0598 | 1.0569 | 1.0539 | 1.051 | 1.048 | 1.0451 | 1.0421 | 1.0392 | 1.0363 | 1.0333 | 1.0304 | 1.0274 | 1.0245 | 1.0215 | 1.0186 | 1.0156 | 1.0132 | 1.0107 | 1.0083 | 1.0059 | 1.0034 | 1.001 | 0.99852 | 0.99608 | 0.99364 | 0.99119 | 0.98875 | 0.98631 | 0.98386 | 0.98142 | 0.97898 | 0.97653 | 0.97409 | 0.97165 | 0.9692 | 0.96676 | 0.96432 | 0.96187 | 0.95943 | 0.95699 | 0.95518 | 0.95338 | 0.95157 | 0.94977 | 0.94797 | 0.94616 | 0.94436 | 0.94255 | 0.94075 | 0.93894 | 0.93714 | 0.93534 | 0.93353 | 0.93173 | 0.92992 | 0.92812 | 0.92632 | 0.92451 | 0.92271 | 0.9209 | 0.9191 | 0.9173 | 0.91549 | 0.91369 | 1.44 | 1.2488 | 1.2352 | 1.1856 | 1.131 | 1.0863 | 1.0156 | 0.95699 | 0.91369
| 1.45 | 1.249 | 1.2468 | 1.2446 | 1.2423 | 1.2401 | 1.2379 | 1.2357 | 1.2317 | 1.2276 | 1.2236 | 1.2196 | 1.2155 | 1.2115 | 1.2075 | 1.2035 | 1.1994 | 1.1954 | 1.1914 | 1.1874 | 1.1828 | 1.1783 | 1.1738 | 1.1693 | 1.1648 | 1.1603 | 1.1558 | 1.1513 | 1.1468 | 1.1422 | 1.1377 | 1.1332 | 1.1295 | 1.1258 | 1.1221 | 1.1184 | 1.1147 | 1.111 | 1.1074 | 1.1037 | 1.1 | 1.0963 | 1.0926 | 1.0889 | 1.0859 | 1.083 | 1.0801 | 1.0772 | 1.0743 | 1.0713 | 1.0684 | 1.0655 | 1.0626 | 1.0597 | 1.0567 | 1.0538 | 1.0509 | 1.048 | 1.0451 | 1.0421 | 1.0392 | 1.0363 | 1.0334 | 1.0305 | 1.0275 | 1.0246 | 1.0217 | 1.0188 | 1.0164 | 1.0139 | 1.0115 | 1.009 | 1.0066 | 1.0042 | 1.0017 | 0.99927 | 0.99683 | 0.99439 | 0.99195 | 0.98951 | 0.98708 | 0.98464 | 0.9822 | 0.97976 | 0.97732 | 0.97488 | 0.97244 | 0.97 | 0.96756 | 0.96512 | 0.96268 | 0.96024 | 0.95844 | 0.95664 | 0.95483 | 0.95303 | 0.95123 | 0.94943 | 0.94763 | 0.94582 | 0.94402 | 0.94222 | 0.94042 | 0.93862 | 0.93682 | 0.93501 | 0.93321 | 0.93141 | 0.92961 | 0.92781 | 0.926 | 0.9242 | 0.9224 | 0.9206 | 0.9188 | 0.91699 | 1.45 | 1.249 | 1.2357 | 1.1874 | 1.1332 | 1.0889 | 1.0188 | 0.96024 | 0.91699
| 1.46 | 1.2492 | 1.247 | 1.2448 | 1.2427 | 1.2405 | 1.2384 | 1.2362 | 1.2323 | 1.2283 | 1.2244 | 1.2205 | 1.2166 | 1.2126 | 1.2087 | 1.2048 | 1.2009 | 1.197 | 1.193 | 1.1891 | 1.1846 | 1.1802 | 1.1757 | 1.1712 | 1.1668 | 1.1623 | 1.1578 | 1.1534 | 1.1489 | 1.1444 | 1.14 | 1.1355 | 1.1318 | 1.1281 | 1.1245 | 1.1208 | 1.1171 | 1.1134 | 1.1098 | 1.1061 | 1.1024 | 1.0987 | 1.0951 | 1.0914 | 1.0885 | 1.0856 | 1.0827 | 1.0798 | 1.0769 | 1.074 | 1.0711 | 1.0682 | 1.0654 | 1.0625 | 1.0596 | 1.0567 | 1.0538 | 1.0509 | 1.048 | 1.0451 | 1.0422 | 1.0393 | 1.0364 | 1.0335 | 1.0306 | 1.0277 | 1.0248 | 1.022 | 1.0195 | 1.0171 | 1.0146 | 1.0122 | 1.0098 | 1.0073 | 1.0049 | 1.0025 | 1 | 0.99759 | 0.99516 | 0.99272 | 0.99029 | 0.98785 | 0.98542 | 0.98298 | 0.98054 | 0.97811 | 0.97567 | 0.97324 | 0.9708 | 0.96836 | 0.96593 | 0.96349 | 0.96169 | 0.95989 | 0.95809 | 0.95629 | 0.95449 | 0.95269 | 0.9509 | 0.9491 | 0.9473 | 0.9455 | 0.9437 | 0.9419 | 0.9401 | 0.9383 | 0.9365 | 0.9347 | 0.9329 | 0.9311 | 0.9293 | 0.9275 | 0.9257 | 0.9239 | 0.9221 | 0.9203 | 1.46 | 1.2492 | 1.2362 | 1.1891 | 1.1355 | 1.0914 | 1.022 | 0.96349 | 0.9203
| 1.47 | 1.2494 | 1.2472 | 1.2451 | 1.243 | 1.2409 | 1.2388 | 1.2367 | 1.2329 | 1.229 | 1.2252 | 1.2214 | 1.2176 | 1.2138 | 1.21 | 1.2061 | 1.2023 | 1.1985 | 1.1947 | 1.1909 | 1.1864 | 1.182 | 1.1776 | 1.1732 | 1.1687 | 1.1643 | 1.1599 | 1.1554 | 1.151 | 1.1466 | 1.1422 | 1.1377 | 1.1341 | 1.1304 | 1.1268 | 1.1231 | 1.1195 | 1.1158 | 1.1122 | 1.1085 | 1.1049 | 1.1012 | 1.0976 | 1.0939 | 1.0911 | 1.0882 | 1.0853 | 1.0825 | 1.0796 | 1.0767 | 1.0739 | 1.071 | 1.0681 | 1.0653 | 1.0624 | 1.0595 | 1.0567 | 1.0538 | 1.0509 | 1.0481 | 1.0452 | 1.0423 | 1.0395 | 1.0366 | 1.0337 | 1.0309 | 1.028 | 1.0251 | 1.0227 | 1.0203 | 1.0178 | 1.0154 | 1.013 | 1.0105 | 1.0081 | 1.0057 | 1.0032 | 1.0008 | 0.99836 | 0.99593 | 0.9935 | 0.99107 | 0.98864 | 0.9862 | 0.98377 | 0.98134 | 0.97891 | 0.97647 | 0.97404 | 0.97161 | 0.96918 | 0.96675 | 0.96495 | 0.96315 | 0.96135 | 0.95956 | 0.95776 | 0.95596 | 0.95416 | 0.95237 | 0.95057 | 0.94877 | 0.94697 | 0.94518 | 0.94338 | 0.94158 | 0.93979 | 0.93799 | 0.93619 | 0.93439 | 0.9326 | 0.9308 | 0.929 | 0.9272 | 0.92541 | 0.92361 | 1.47 | 1.2494 | 1.2367 | 1.1909 | 1.1377 | 1.0939 | 1.0251 | 0.96675 | 0.92361
| 1.48 | 1.2495 | 1.2475 | 1.2454 | 1.2434 | 1.2413 | 1.2392 | 1.2372 | 1.2335 | 1.2298 | 1.226 | 1.2223 | 1.2186 | 1.2149 | 1.2112 | 1.2075 | 1.2038 | 1.2 | 1.1963 | 1.1926 | 1.1882 | 1.1838 | 1.1795 | 1.1751 | 1.1707 | 1.1663 | 1.1619 | 1.1575 | 1.1531 | 1.1488 | 1.1444 | 1.14 | 1.1364 | 1.1327 | 1.1291 | 1.1255 | 1.1218 | 1.1182 | 1.1146 | 1.111 | 1.1073 | 1.1037 | 1.1001 | 1.0964 | 1.0936 | 1.0908 | 1.0879 | 1.0851 | 1.0822 | 1.0794 | 1.0766 | 1.0737 | 1.0709 | 1.068 | 1.0652 | 1.0624 | 1.0595 | 1.0567 | 1.0538 | 1.051 | 1.0482 | 1.0453 | 1.0425 | 1.0396 | 1.0368 | 1.034 | 1.0311 | 1.0283 | 1.0259 | 1.0234 | 1.021 | 1.0186 | 1.0161 | 1.0137 | 1.0113 | 1.0089 | 1.0064 | 1.004 | 1.0016 | 0.99914 | 0.99671 | 0.99428 | 0.99185 | 0.98943 | 0.987 | 0.98457 | 0.98214 | 0.97971 | 0.97728 | 0.97486 | 0.97243 | 0.97 | 0.9682 | 0.96641 | 0.96461 | 0.96282 | 0.96102 | 0.95923 | 0.95743 | 0.95564 | 0.95384 | 0.95205 | 0.95025 | 0.94846 | 0.94666 | 0.94487 | 0.94307 | 0.94128 | 0.93948 | 0.93769 | 0.93589 | 0.9341 | 0.9323 | 0.93051 | 0.92871 | 0.92692 | 1.48 | 1.2495 | 1.2372 | 1.1926 | 1.14 | 1.0964 | 1.0283 | 0.97 | 0.92692
| 1.49 | 1.2497 | 1.2477 | 1.2457 | 1.2437 | 1.2417 | 1.2397 | 1.2377 | 1.2341 | 1.2305 | 1.2269 | 1.2232 | 1.2196 | 1.216 | 1.2124 | 1.2088 | 1.2052 | 1.2016 | 1.198 | 1.1944 | 1.19 | 1.1857 | 1.1813 | 1.177 | 1.1727 | 1.1683 | 1.164 | 1.1596 | 1.1553 | 1.1509 | 1.1466 | 1.1422 | 1.1386 | 1.135 | 1.1314 | 1.1278 | 1.1242 | 1.1206 | 1.117 | 1.1134 | 1.1098 | 1.1062 | 1.1026 | 1.099 | 1.0962 | 1.0933 | 1.0905 | 1.0877 | 1.0849 | 1.0821 | 1.0793 | 1.0765 | 1.0736 | 1.0708 | 1.068 | 1.0652 | 1.0624 | 1.0596 | 1.0568 | 1.054 | 1.0511 | 1.0483 | 1.0455 | 1.0427 | 1.0399 | 1.0371 | 1.0343 | 1.0314 | 1.029 | 1.0266 | 1.0242 | 1.0217 | 1.0193 | 1.0169 | 1.0145 | 1.012 | 1.0096 | 1.0072 | 1.0048 | 1.0023 | 0.99992 | 0.9975 | 0.99507 | 0.99265 | 0.99023 | 0.9878 | 0.98538 | 0.98295 | 0.98053 | 0.9781 | 0.97568 | 0.97325 | 0.97146 | 0.96967 | 0.96787 | 0.96608 | 0.96429 | 0.9625 | 0.9607 | 0.95891 | 0.95712 | 0.95532 | 0.95353 | 0.95174 | 0.94995 | 0.94815 | 0.94636 | 0.94457 | 0.94277 | 0.94098 | 0.93919 | 0.93739 | 0.9356 | 0.93381 | 0.93202 | 0.93022 | 1.49 | 1.2497 | 1.2377 | 1.1944 | 1.1422 | 1.099 | 1.0314 | 0.97325 | 0.93022
| 1.5 | 1.2499 | 1.248 | 1.246 | 1.244 | 1.2421 | 1.2401 | 1.2382 | 1.2347 | 1.2312 | 1.2277 | 1.2242 | 1.2207 | 1.2172 | 1.2137 | 1.2101 | 1.2066 | 1.2031 | 1.1996 | 1.1961 | 1.1918 | 1.1875 | 1.1832 | 1.1789 | 1.1746 | 1.1703 | 1.166 | 1.1617 | 1.1574 | 1.1531 | 1.1488 | 1.1445 | 1.1409 | 1.1373 | 1.1338 | 1.1302 | 1.1266 | 1.123 | 1.1194 | 1.1158 | 1.1122 | 1.1087 | 1.1051 | 1.1015 | 1.0987 | 1.0959 | 1.0931 | 1.0903 | 1.0876 | 1.0848 | 1.082 | 1.0792 | 1.0764 | 1.0736 | 1.0708 | 1.0681 | 1.0653 | 1.0625 | 1.0597 | 1.0569 | 1.0541 | 1.0513 | 1.0485 | 1.0458 | 1.043 | 1.0402 | 1.0374 | 1.0346 | 1.0322 | 1.0298 | 1.0273 | 1.0249 | 1.0225 | 1.0201 | 1.0177 | 1.0152 | 1.0128 | 1.0104 | 1.008 | 1.0056 | 1.0031 | 1.0007 | 0.99829 | 0.99587 | 0.99345 | 0.99103 | 0.98861 | 0.98619 | 0.98377 | 0.98135 | 0.97893 | 0.97651 | 0.97472 | 0.97292 | 0.97113 | 0.96934 | 0.96755 | 0.96576 | 0.96397 | 0.96218 | 0.96039 | 0.9586 | 0.95681 | 0.95502 | 0.95323 | 0.95144 | 0.94965 | 0.94786 | 0.94607 | 0.94427 | 0.94248 | 0.94069 | 0.9389 | 0.93711 | 0.93532 | 0.93353 | 1.5 | 1.2499 | 1.2382 | 1.1961 | 1.1445 | 1.1015 | 1.0346 | 0.97651 | 0.93353
| 1.51 | 1.2499 | 1.248 | 1.2461 | 1.2441 | 1.2422 | 1.2403 | 1.2384 | 1.2349 | 1.2315 | 1.228 | 1.2245 | 1.2211 | 1.2176 | 1.2142 | 1.2107 | 1.2073 | 1.2038 | 1.2003 | 1.1969 | 1.1926 | 1.1884 | 1.1841 | 1.1798 | 1.1756 | 1.1713 | 1.1671 | 1.1628 | 1.1586 | 1.1543 | 1.15 | 1.1458 | 1.1422 | 1.1387 | 1.1351 | 1.1315 | 1.128 | 1.1244 | 1.1208 | 1.1173 | 1.1137 | 1.1102 | 1.1066 | 1.103 | 1.1003 | 1.0975 | 1.0947 | 1.092 | 1.0892 | 1.0864 | 1.0837 | 1.0809 | 1.0781 | 1.0753 | 1.0726 | 1.0698 | 1.067 | 1.0643 | 1.0615 | 1.0587 | 1.056 | 1.0532 | 1.0504 | 1.0477 | 1.0449 | 1.0421 | 1.0394 | 1.0366 | 1.0342 | 1.0318 | 1.0294 | 1.027 | 1.0245 | 1.0221 | 1.0197 | 1.0173 | 1.0149 | 1.0125 | 1.0101 | 1.0077 | 1.0053 | 1.0029 | 1.0005 | 0.99807 | 0.99566 | 0.99326 | 0.99085 | 0.98844 | 0.98604 | 0.98363 | 0.98122 | 0.97881 | 0.97703 | 0.97524 | 0.97345 | 0.97166 | 0.96987 | 0.96808 | 0.96629 | 0.96451 | 0.96272 | 0.96093 | 0.95914 | 0.95735 | 0.95556 | 0.95378 | 0.95199 | 0.9502 | 0.94841 | 0.94662 | 0.94483 | 0.94304 | 0.94126 | 0.93947 | 0.93768 | 0.93589 | 1.51 | 1.2499 | 1.2384 | 1.1969 | 1.1458 | 1.103 | 1.0366 | 0.97881 | 0.93589
| 1.52 | 1.2499 | 1.248 | 1.2461 | 1.2442 | 1.2423 | 1.2405 | 1.2386 | 1.2351 | 1.2317 | 1.2283 | 1.2249 | 1.2215 | 1.2181 | 1.2147 | 1.2113 | 1.2079 | 1.2044 | 1.201 | 1.1976 | 1.1934 | 1.1892 | 1.185 | 1.1808 | 1.1766 | 1.1723 | 1.1681 | 1.1639 | 1.1597 | 1.1555 | 1.1513 | 1.147 | 1.1435 | 1.14 | 1.1364 | 1.1329 | 1.1293 | 1.1258 | 1.1223 | 1.1187 | 1.1152 | 1.1116 | 1.1081 | 1.1046 | 1.1018 | 1.0991 | 1.0963 | 1.0936 | 1.0908 | 1.0881 | 1.0853 | 1.0826 | 1.0798 | 1.0771 | 1.0743 | 1.0716 | 1.0688 | 1.0661 | 1.0633 | 1.0606 | 1.0578 | 1.0551 | 1.0523 | 1.0496 | 1.0468 | 1.0441 | 1.0413 | 1.0386 | 1.0362 | 1.0338 | 1.0314 | 1.029 | 1.0266 | 1.0242 | 1.0218 | 1.0194 | 1.017 | 1.0146 | 1.0122 | 1.0098 | 1.0074 | 1.0051 | 1.0027 | 1.0003 | 0.99788 | 0.99548 | 0.99309 | 0.9907 | 0.9883 | 0.98591 | 0.98352 | 0.98112 | 0.97934 | 0.97755 | 0.97576 | 0.97398 | 0.97219 | 0.9704 | 0.96862 | 0.96683 | 0.96505 | 0.96326 | 0.96147 | 0.95969 | 0.9579 | 0.95611 | 0.95433 | 0.95254 | 0.95075 | 0.94897 | 0.94718 | 0.9454 | 0.94361 | 0.94182 | 0.94004 | 0.93825 | 1.52 | 1.2499 | 1.2386 | 1.1976 | 1.147 | 1.1046 | 1.0386 | 0.98112 | 0.93825
| 1.53 | 1.2499 | 1.2481 | 1.2462 | 1.2443 | 1.2425 | 1.2406 | 1.2388 | 1.2354 | 1.232 | 1.2287 | 1.2253 | 1.2219 | 1.2186 | 1.2152 | 1.2118 | 1.2085 | 1.2051 | 1.2017 | 1.1984 | 1.1942 | 1.19 | 1.1859 | 1.1817 | 1.1775 | 1.1733 | 1.1692 | 1.165 | 1.1608 | 1.1567 | 1.1525 | 1.1483 | 1.1448 | 1.1413 | 1.1378 | 1.1342 | 1.1307 | 1.1272 | 1.1237 | 1.1202 | 1.1167 | 1.1131 | 1.1096 | 1.1061 | 1.1034 | 1.1006 | 1.0979 | 1.0952 | 1.0924 | 1.0897 | 1.087 | 1.0842 | 1.0815 | 1.0788 | 1.0761 | 1.0733 | 1.0706 | 1.0679 | 1.0651 | 1.0624 | 1.0597 | 1.0569 | 1.0542 | 1.0515 | 1.0487 | 1.046 | 1.0433 | 1.0405 | 1.0382 | 1.0358 | 1.0334 | 1.031 | 1.0286 | 1.0263 | 1.0239 | 1.0215 | 1.0191 | 1.0167 | 1.0144 | 1.012 | 1.0096 | 1.0072 | 1.0048 | 1.0025 | 1.0001 | 0.99771 | 0.99533 | 0.99295 | 0.99057 | 0.98819 | 0.98581 | 0.98343 | 0.98165 | 0.97986 | 0.97808 | 0.97629 | 0.97451 | 0.97273 | 0.97094 | 0.96916 | 0.96737 | 0.96559 | 0.9638 | 0.96202 | 0.96024 | 0.95845 | 0.95667 | 0.95488 | 0.9531 | 0.95131 | 0.94953 | 0.94775 | 0.94596 | 0.94418 | 0.94239 | 0.94061 | 1.53 | 1.2499 | 1.2388 | 1.1984 | 1.1483 | 1.1061 | 1.0405 | 0.98343 | 0.94061
| 1.54 | 1.2499 | 1.2481 | 1.2463 | 1.2444 | 1.2426 | 1.2408 | 1.2389 | 1.2356 | 1.2323 | 1.229 | 1.2257 | 1.2224 | 1.219 | 1.2157 | 1.2124 | 1.2091 | 1.2058 | 1.2024 | 1.1991 | 1.195 | 1.1909 | 1.1867 | 1.1826 | 1.1785 | 1.1744 | 1.1702 | 1.1661 | 1.162 | 1.1578 | 1.1537 | 1.1496 | 1.1461 | 1.1426 | 1.1391 | 1.1356 | 1.1321 | 1.1286 | 1.1251 | 1.1216 | 1.1181 | 1.1146 | 1.1111 | 1.1076 | 1.1049 | 1.1022 | 1.0995 | 1.0968 | 1.0941 | 1.0914 | 1.0886 | 1.0859 | 1.0832 | 1.0805 | 1.0778 | 1.0751 | 1.0724 | 1.0697 | 1.0669 | 1.0642 | 1.0615 | 1.0588 | 1.0561 | 1.0534 | 1.0507 | 1.0479 | 1.0452 | 1.0425 | 1.0402 | 1.0378 | 1.0354 | 1.0331 | 1.0307 | 1.0283 | 1.026 | 1.0236 | 1.0212 | 1.0189 | 1.0165 | 1.0141 | 1.0118 | 1.0094 | 1.007 | 1.0047 | 1.0023 | 0.99993 | 0.99757 | 0.9952 | 0.99284 | 0.99047 | 0.9881 | 0.98574 | 0.98396 | 0.98217 | 0.98039 | 0.97861 | 0.97683 | 0.97505 | 0.97326 | 0.97148 | 0.9697 | 0.96792 | 0.96614 | 0.96435 | 0.96257 | 0.96079 | 0.95901 | 0.95723 | 0.95544 | 0.95366 | 0.95188 | 0.9501 | 0.94832 | 0.94653 | 0.94475 | 0.94297 | 1.54 | 1.2499 | 1.2389 | 1.1991 | 1.1496 | 1.1076 | 1.0425 | 0.98574 | 0.94297
| 1.55 | 1.2499 | 1.2481 | 1.2463 | 1.2445 | 1.2427 | 1.2409 | 1.2391 | 1.2359 | 1.2326 | 1.2293 | 1.226 | 1.2228 | 1.2195 | 1.2162 | 1.213 | 1.2097 | 1.2064 | 1.2031 | 1.1999 | 1.1958 | 1.1917 | 1.1876 | 1.1835 | 1.1794 | 1.1754 | 1.1713 | 1.1672 | 1.1631 | 1.159 | 1.1549 | 1.1509 | 1.1474 | 1.1439 | 1.1404 | 1.137 | 1.1335 | 1.13 | 1.1265 | 1.1231 | 1.1196 | 1.1161 | 1.1126 | 1.1092 | 1.1065 | 1.1038 | 1.1011 | 1.0984 | 1.0957 | 1.093 | 1.0903 | 1.0876 | 1.0849 | 1.0822 | 1.0795 | 1.0768 | 1.0741 | 1.0714 | 1.0688 | 1.0661 | 1.0634 | 1.0607 | 1.058 | 1.0553 | 1.0526 | 1.0499 | 1.0472 | 1.0445 | 1.0421 | 1.0398 | 1.0374 | 1.0351 | 1.0327 | 1.0304 | 1.028 | 1.0257 | 1.0233 | 1.021 | 1.0186 | 1.0163 | 1.0139 | 1.0116 | 1.0092 | 1.0069 | 1.0045 | 1.0022 | 0.99981 | 0.99746 | 0.9951 | 0.99275 | 0.9904 | 0.98805 | 0.98627 | 0.98449 | 0.98271 | 0.98093 | 0.97915 | 0.97737 | 0.97559 | 0.97381 | 0.97203 | 0.97025 | 0.96847 | 0.96669 | 0.96491 | 0.96313 | 0.96135 | 0.95957 | 0.95779 | 0.95601 | 0.95423 | 0.95245 | 0.95067 | 0.94889 | 0.94711 | 0.94533 | 1.55 | 1.2499 | 1.2391 | 1.1999 | 1.1509 | 1.1092 | 1.0445 | 0.98805 | 0.94533
| 1.56 | 1.2499 | 1.2482 | 1.2464 | 1.2446 | 1.2429 | 1.2411 | 1.2393 | 1.2361 | 1.2329 | 1.2296 | 1.2264 | 1.2232 | 1.22 | 1.2167 | 1.2135 | 1.2103 | 1.2071 | 1.2038 | 1.2006 | 1.1966 | 1.1925 | 1.1885 | 1.1845 | 1.1804 | 1.1764 | 1.1723 | 1.1683 | 1.1643 | 1.1602 | 1.1562 | 1.1521 | 1.1487 | 1.1452 | 1.1418 | 1.1383 | 1.1349 | 1.1314 | 1.128 | 1.1245 | 1.1211 | 1.1176 | 1.1142 | 1.1107 | 1.108 | 1.1054 | 1.1027 | 1.1 | 1.0973 | 1.0947 | 1.092 | 1.0893 | 1.0866 | 1.0839 | 1.0813 | 1.0786 | 1.0759 | 1.0732 | 1.0706 | 1.0679 | 1.0652 | 1.0625 | 1.0599 | 1.0572 | 1.0545 | 1.0518 | 1.0492 | 1.0465 | 1.0441 | 1.0418 | 1.0395 | 1.0371 | 1.0348 | 1.0324 | 1.0301 | 1.0278 | 1.0254 | 1.0231 | 1.0208 | 1.0184 | 1.0161 | 1.0137 | 1.0114 | 1.0091 | 1.0067 | 1.0044 | 1.002 | 0.99971 | 0.99737 | 0.99503 | 0.99269 | 0.99035 | 0.98858 | 0.9868 | 0.98502 | 0.98324 | 0.98147 | 0.97969 | 0.97791 | 0.97613 | 0.97436 | 0.97258 | 0.9708 | 0.96902 | 0.96724 | 0.96547 | 0.96369 | 0.96191 | 0.96013 | 0.95836 | 0.95658 | 0.9548 | 0.95302 | 0.95124 | 0.94947 | 0.94769 | 1.56 | 1.2499 | 1.2393 | 1.2006 | 1.1521 | 1.1107 | 1.0465 | 0.99035 | 0.94769
| 1.57 | 1.2499 | 1.2482 | 1.2465 | 1.2447 | 1.243 | 1.2413 | 1.2395 | 1.2363 | 1.2332 | 1.23 | 1.2268 | 1.2236 | 1.2204 | 1.2173 | 1.2141 | 1.2109 | 1.2077 | 1.2045 | 1.2014 | 1.1974 | 1.1934 | 1.1894 | 1.1854 | 1.1814 | 1.1774 | 1.1734 | 1.1694 | 1.1654 | 1.1614 | 1.1574 | 1.1534 | 1.15 | 1.1465 | 1.1431 | 1.1397 | 1.1363 | 1.1328 | 1.1294 | 1.126 | 1.1225 | 1.1191 | 1.1157 | 1.1122 | 1.1096 | 1.1069 | 1.1043 | 1.1016 | 1.099 | 1.0963 | 1.0936 | 1.091 | 1.0883 | 1.0857 | 1.083 | 1.0804 | 1.0777 | 1.075 | 1.0724 | 1.0697 | 1.0671 | 1.0644 | 1.0617 | 1.0591 | 1.0564 | 1.0538 | 1.0511 | 1.0485 | 1.0461 | 1.0438 | 1.0415 | 1.0392 | 1.0368 | 1.0345 | 1.0322 | 1.0299 | 1.0275 | 1.0252 | 1.0229 | 1.0206 | 1.0182 | 1.0159 | 1.0136 | 1.0113 | 1.0089 | 1.0066 | 1.0043 | 1.002 | 0.99964 | 0.99731 | 0.99499 | 0.99266 | 0.99089 | 0.98911 | 0.98734 | 0.98556 | 0.98379 | 0.98201 | 0.98023 | 0.97846 | 0.97668 | 0.97491 | 0.97313 | 0.97136 | 0.96958 | 0.9678 | 0.96603 | 0.96425 | 0.96248 | 0.9607 | 0.95893 | 0.95715 | 0.95538 | 0.9536 | 0.95182 | 0.95005 | 1.57 | 1.2499 | 1.2395 | 1.2014 | 1.1534 | 1.1122 | 1.0485 | 0.99266 | 0.95005
| 1.58 | 1.2499 | 1.2482 | 1.2465 | 1.2448 | 1.2431 | 1.2414 | 1.2397 | 1.2366 | 1.2334 | 1.2303 | 1.2272 | 1.224 | 1.2209 | 1.2178 | 1.2146 | 1.2115 | 1.2084 | 1.2052 | 1.2021 | 1.1982 | 1.1942 | 1.1903 | 1.1863 | 1.1823 | 1.1784 | 1.1744 | 1.1705 | 1.1665 | 1.1626 | 1.1586 | 1.1547 | 1.1513 | 1.1479 | 1.1445 | 1.141 | 1.1376 | 1.1342 | 1.1308 | 1.1274 | 1.124 | 1.1206 | 1.1172 | 1.1138 | 1.1111 | 1.1085 | 1.1059 | 1.1032 | 1.1006 | 1.0979 | 1.0953 | 1.0927 | 1.09 | 1.0874 | 1.0847 | 1.0821 | 1.0795 | 1.0768 | 1.0742 | 1.0715 | 1.0689 | 1.0663 | 1.0636 | 1.061 | 1.0584 | 1.0557 | 1.0531 | 1.0504 | 1.0481 | 1.0458 | 1.0435 | 1.0412 | 1.0389 | 1.0366 | 1.0343 | 1.0319 | 1.0296 | 1.0273 | 1.025 | 1.0227 | 1.0204 | 1.0181 | 1.0158 | 1.0135 | 1.0111 | 1.0088 | 1.0065 | 1.0042 | 1.0019 | 0.99959 | 0.99728 | 0.99497 | 0.9932 | 0.99142 | 0.98965 | 0.98788 | 0.9861 | 0.98433 | 0.98256 | 0.98078 | 0.97901 | 0.97724 | 0.97546 | 0.97369 | 0.97192 | 0.97014 | 0.96837 | 0.9666 | 0.96482 | 0.96305 | 0.96128 | 0.9595 | 0.95773 | 0.95595 | 0.95418 | 0.95241 | 1.58 | 1.2499 | 1.2397 | 1.2021 | 1.1547 | 1.1138 | 1.0504 | 0.99497 | 0.95241
| 1.59 | 1.2499 | 1.2483 | 1.2466 | 1.2449 | 1.2432 | 1.2416 | 1.2399 | 1.2368 | 1.2337 | 1.2306 | 1.2276 | 1.2245 | 1.2214 | 1.2183 | 1.2152 | 1.2121 | 1.209 | 1.2059 | 1.2029 | 1.1989 | 1.195 | 1.1911 | 1.1872 | 1.1833 | 1.1794 | 1.1755 | 1.1716 | 1.1677 | 1.1638 | 1.1599 | 1.1559 | 1.1526 | 1.1492 | 1.1458 | 1.1424 | 1.139 | 1.1356 | 1.1322 | 1.1289 | 1.1255 | 1.1221 | 1.1187 | 1.1153 | 1.1127 | 1.1101 | 1.1075 | 1.1048 | 1.1022 | 1.0996 | 1.097 | 1.0944 | 1.0917 | 1.0891 | 1.0865 | 1.0839 | 1.0812 | 1.0786 | 1.076 | 1.0734 | 1.0708 | 1.0681 | 1.0655 | 1.0629 | 1.0603 | 1.0577 | 1.055 | 1.0524 | 1.0501 | 1.0478 | 1.0455 | 1.0432 | 1.0409 | 1.0386 | 1.0363 | 1.034 | 1.0317 | 1.0294 | 1.0271 | 1.0248 | 1.0225 | 1.0203 | 1.018 | 1.0157 | 1.0134 | 1.0111 | 1.0088 | 1.0065 | 1.0042 | 1.0019 | 0.99958 | 0.99728 | 0.99551 | 0.99374 | 0.99197 | 0.99019 | 0.98842 | 0.98665 | 0.98488 | 0.98311 | 0.98134 | 0.97957 | 0.97779 | 0.97602 | 0.97425 | 0.97248 | 0.97071 | 0.96894 | 0.96717 | 0.9654 | 0.96362 | 0.96185 | 0.96008 | 0.95831 | 0.95654 | 0.95477 | 1.59 | 1.2499 | 1.2399 | 1.2029 | 1.1559 | 1.1153 | 1.0524 | 0.99728 | 0.95477
| 1.6 | 1.2499 | 1.2483 | 1.2467 | 1.245 | 1.2434 | 1.2417 | 1.2401 | 1.2371 | 1.234 | 1.231 | 1.2279 | 1.2249 | 1.2218 | 1.2188 | 1.2158 | 1.2127 | 1.2097 | 1.2066 | 1.2036 | 1.1997 | 1.1959 | 1.192 | 1.1881 | 1.1843 | 1.1804 | 1.1765 | 1.1727 | 1.1688 | 1.1649 | 1.1611 | 1.1572 | 1.1539 | 1.1505 | 1.1471 | 1.1438 | 1.1404 | 1.137 | 1.1337 | 1.1303 | 1.1269 | 1.1236 | 1.1202 | 1.1169 | 1.1143 | 1.1117 | 1.109 | 1.1064 | 1.1038 | 1.1012 | 1.0986 | 1.096 | 1.0934 | 1.0908 | 1.0882 | 1.0856 | 1.083 | 1.0804 | 1.0778 | 1.0752 | 1.0726 | 1.07 | 1.0674 | 1.0648 | 1.0622 | 1.0596 | 1.057 | 1.0544 | 1.0521 | 1.0498 | 1.0475 | 1.0453 | 1.043 | 1.0407 | 1.0384 | 1.0361 | 1.0338 | 1.0316 | 1.0293 | 1.027 | 1.0247 | 1.0224 | 1.0201 | 1.0179 | 1.0156 | 1.0133 | 1.011 | 1.0087 | 1.0064 | 1.0042 | 1.0019 | 0.99959 | 0.99782 | 0.99605 | 0.99428 | 0.99251 | 0.99074 | 0.98897 | 0.9872 | 0.98543 | 0.98366 | 0.9819 | 0.98013 | 0.97836 | 0.97659 | 0.97482 | 0.97305 | 0.97128 | 0.96951 | 0.96774 | 0.96597 | 0.9642 | 0.96243 | 0.96067 | 0.9589 | 0.95713 | 1.6 | 1.2499 | 1.2401 | 1.2036 | 1.1572 | 1.1169 | 1.0544 | 0.99959 | 0.95713
| 1.61 | 1.2499 | 1.2483 | 1.2467 | 1.2451 | 1.2435 | 1.2419 | 1.2403 | 1.2373 | 1.2343 | 1.2313 | 1.2283 | 1.2253 | 1.2223 | 1.2193 | 1.2163 | 1.2133 | 1.2103 | 1.2073 | 1.2044 | 1.2005 | 1.1967 | 1.1929 | 1.1891 | 1.1852 | 1.1814 | 1.1776 | 1.1738 | 1.17 | 1.1661 | 1.1623 | 1.1585 | 1.1551 | 1.1518 | 1.1485 | 1.1451 | 1.1418 | 1.1384 | 1.1351 | 1.1318 | 1.1284 | 1.1251 | 1.1217 | 1.1184 | 1.1158 | 1.1132 | 1.1106 | 1.1081 | 1.1055 | 1.1029 | 1.1003 | 1.0977 | 1.0951 | 1.0925 | 1.09 | 1.0874 | 1.0848 | 1.0822 | 1.0796 | 1.077 | 1.0745 | 1.0719 | 1.0693 | 1.0667 | 1.0641 | 1.0615 | 1.059 | 1.0564 | 1.0541 | 1.0518 | 1.0496 | 1.0473 | 1.045 | 1.0427 | 1.0405 | 1.0382 | 1.0359 | 1.0337 | 1.0314 | 1.0291 | 1.0269 | 1.0246 | 1.0223 | 1.0201 | 1.0178 | 1.0155 | 1.0132 | 1.011 | 1.0087 | 1.0064 | 1.0042 | 1.0019 | 1.0001 | 0.99836 | 0.99659 | 0.99483 | 0.99306 | 0.99129 | 0.98953 | 0.98776 | 0.98599 | 0.98423 | 0.98246 | 0.98069 | 0.97892 | 0.97716 | 0.97539 | 0.97362 | 0.97186 | 0.97009 | 0.96832 | 0.96656 | 0.96479 | 0.96302 | 0.96125 | 0.95949 | 1.61 | 1.2499 | 1.2403 | 1.2044 | 1.1585 | 1.1184 | 1.0564 | 1.0019 | 0.95949
| 1.62 | 1.2499 | 1.2484 | 1.2468 | 1.2452 | 1.2436 | 1.2421 | 1.2405 | 1.2375 | 1.2346 | 1.2316 | 1.2287 | 1.2257 | 1.2228 | 1.2198 | 1.2169 | 1.2139 | 1.211 | 1.208 | 1.2051 | 1.2013 | 1.1975 | 1.1938 | 1.19 | 1.1862 | 1.1824 | 1.1787 | 1.1749 | 1.1711 | 1.1673 | 1.1635 | 1.1598 | 1.1564 | 1.1531 | 1.1498 | 1.1465 | 1.1432 | 1.1398 | 1.1365 | 1.1332 | 1.1299 | 1.1266 | 1.1232 | 1.1199 | 1.1174 | 1.1148 | 1.1122 | 1.1097 | 1.1071 | 1.1045 | 1.102 | 1.0994 | 1.0968 | 1.0943 | 1.0917 | 1.0891 | 1.0866 | 1.084 | 1.0814 | 1.0789 | 1.0763 | 1.0737 | 1.0712 | 1.0686 | 1.066 | 1.0635 | 1.0609 | 1.0583 | 1.0561 | 1.0538 | 1.0516 | 1.0493 | 1.0471 | 1.0448 | 1.0426 | 1.0403 | 1.038 | 1.0358 | 1.0335 | 1.0313 | 1.029 | 1.0268 | 1.0245 | 1.0223 | 1.02 | 1.0177 | 1.0155 | 1.0132 | 1.011 | 1.0087 | 1.0065 | 1.0042 | 1.0024 | 1.0007 | 0.99891 | 0.99714 | 0.99538 | 0.99361 | 0.99185 | 0.99008 | 0.98832 | 0.98655 | 0.98479 | 0.98303 | 0.98126 | 0.9795 | 0.97773 | 0.97597 | 0.9742 | 0.97244 | 0.97067 | 0.96891 | 0.96714 | 0.96538 | 0.96361 | 0.96185 | 1.62 | 1.2499 | 1.2405 | 1.2051 | 1.1598 | 1.1199 | 1.0583 | 1.0042 | 0.96185
| 1.63 | 1.2499 | 1.2484 | 1.2468 | 1.2453 | 1.2438 | 1.2422 | 1.2407 | 1.2378 | 1.2349 | 1.232 | 1.2291 | 1.2262 | 1.2233 | 1.2204 | 1.2175 | 1.2146 | 1.2117 | 1.2087 | 1.2058 | 1.2021 | 1.1984 | 1.1946 | 1.1909 | 1.1872 | 1.1834 | 1.1797 | 1.176 | 1.1722 | 1.1685 | 1.1648 | 1.161 | 1.1577 | 1.1544 | 1.1511 | 1.1478 | 1.1445 | 1.1412 | 1.138 | 1.1347 | 1.1314 | 1.1281 | 1.1248 | 1.1215 | 1.1189 | 1.1164 | 1.1138 | 1.1113 | 1.1087 | 1.1062 | 1.1036 | 1.1011 | 1.0985 | 1.096 | 1.0934 | 1.0909 | 1.0883 | 1.0858 | 1.0833 | 1.0807 | 1.0782 | 1.0756 | 1.0731 | 1.0705 | 1.068 | 1.0654 | 1.0629 | 1.0603 | 1.0581 | 1.0558 | 1.0536 | 1.0514 | 1.0491 | 1.0469 | 1.0446 | 1.0424 | 1.0401 | 1.0379 | 1.0357 | 1.0334 | 1.0312 | 1.0289 | 1.0267 | 1.0244 | 1.0222 | 1.02 | 1.0177 | 1.0155 | 1.0132 | 1.011 | 1.0088 | 1.0065 | 1.0047 | 1.003 | 1.0012 | 0.99946 | 0.9977 | 0.99594 | 0.99417 | 0.99241 | 0.99065 | 0.98888 | 0.98712 | 0.98536 | 0.9836 | 0.98183 | 0.98007 | 0.97831 | 0.97655 | 0.97478 | 0.97302 | 0.97126 | 0.96949 | 0.96773 | 0.96597 | 0.96421 | 1.63 | 1.2499 | 1.2407 | 1.2058 | 1.161 | 1.1215 | 1.0603 | 1.0065 | 0.96421
| 1.64 | 1.2499 | 1.2484 | 1.2469 | 1.2454 | 1.2439 | 1.2424 | 1.2409 | 1.238 | 1.2351 | 1.2323 | 1.2294 | 1.2266 | 1.2237 | 1.2209 | 1.218 | 1.2152 | 1.2123 | 1.2095 | 1.2066 | 1.2029 | 1.1992 | 1.1955 | 1.1918 | 1.1881 | 1.1844 | 1.1808 | 1.1771 | 1.1734 | 1.1697 | 1.166 | 1.1623 | 1.159 | 1.1558 | 1.1525 | 1.1492 | 1.1459 | 1.1427 | 1.1394 | 1.1361 | 1.1328 | 1.1296 | 1.1263 | 1.123 | 1.1205 | 1.1179 | 1.1154 | 1.1129 | 1.1104 | 1.1078 | 1.1053 | 1.1028 | 1.1002 | 1.0977 | 1.0952 | 1.0927 | 1.0901 | 1.0876 | 1.0851 | 1.0825 | 1.08 | 1.0775 | 1.0749 | 1.0724 | 1.0699 | 1.0674 | 1.0648 | 1.0623 | 1.0601 | 1.0578 | 1.0556 | 1.0534 | 1.0512 | 1.0489 | 1.0467 | 1.0445 | 1.0422 | 1.04 | 1.0378 | 1.0356 | 1.0333 | 1.0311 | 1.0289 | 1.0266 | 1.0244 | 1.0222 | 1.02 | 1.0177 | 1.0155 | 1.0133 | 1.011 | 1.0088 | 1.0071 | 1.0053 | 1.0035 | 1.0018 | 1 | 0.99826 | 0.9965 | 0.99474 | 0.99297 | 0.99121 | 0.98945 | 0.98769 | 0.98593 | 0.98417 | 0.98241 | 0.98065 | 0.97889 | 0.97713 | 0.97537 | 0.97361 | 0.97185 | 0.97009 | 0.96833 | 0.96657 | 1.64 | 1.2499 | 1.2409 | 1.2066 | 1.1623 | 1.123 | 1.0623 | 1.0088 | 0.96657
| 1.65 | 1.2499 | 1.2485 | 1.247 | 1.2455 | 1.244 | 1.2425 | 1.2411 | 1.2382 | 1.2354 | 1.2326 | 1.2298 | 1.227 | 1.2242 | 1.2214 | 1.2186 | 1.2158 | 1.213 | 1.2102 | 1.2073 | 1.2037 | 1.2 | 1.1964 | 1.1928 | 1.1891 | 1.1855 | 1.1818 | 1.1782 | 1.1745 | 1.1709 | 1.1672 | 1.1636 | 1.1603 | 1.1571 | 1.1538 | 1.1506 | 1.1473 | 1.1441 | 1.1408 | 1.1376 | 1.1343 | 1.131 | 1.1278 | 1.1245 | 1.122 | 1.1195 | 1.117 | 1.1145 | 1.112 | 1.1095 | 1.107 | 1.1045 | 1.1019 | 1.0994 | 1.0969 | 1.0944 | 1.0919 | 1.0894 | 1.0869 | 1.0844 | 1.0819 | 1.0793 | 1.0768 | 1.0743 | 1.0718 | 1.0693 | 1.0668 | 1.0643 | 1.0621 | 1.0599 | 1.0576 | 1.0554 | 1.0532 | 1.051 | 1.0488 | 1.0466 | 1.0443 | 1.0421 | 1.0399 | 1.0377 | 1.0355 | 1.0333 | 1.0311 | 1.0288 | 1.0266 | 1.0244 | 1.0222 | 1.02 | 1.0178 | 1.0156 | 1.0133 | 1.0111 | 1.0094 | 1.0076 | 1.0059 | 1.0041 | 1.0023 | 1.0006 | 0.99882 | 0.99706 | 0.9953 | 0.99354 | 0.99179 | 0.99003 | 0.98827 | 0.98651 | 0.98475 | 0.98299 | 0.98123 | 0.97948 | 0.97772 | 0.97596 | 0.9742 | 0.97244 | 0.97068 | 0.96893 | 1.65 | 1.2499 | 1.2411 | 1.2073 | 1.1636 | 1.1245 | 1.0643 | 1.0111 | 0.96893
| 1.66 | 1.2499 | 1.2485 | 1.247 | 1.2456 | 1.2441 | 1.2427 | 1.2412 | 1.2385 | 1.2357 | 1.233 | 1.2302 | 1.2274 | 1.2247 | 1.2219 | 1.2191 | 1.2164 | 1.2136 | 1.2109 | 1.2081 | 1.2045 | 1.2009 | 1.1973 | 1.1937 | 1.1901 | 1.1865 | 1.1829 | 1.1793 | 1.1757 | 1.1721 | 1.1685 | 1.1648 | 1.1616 | 1.1584 | 1.1552 | 1.1519 | 1.1487 | 1.1455 | 1.1422 | 1.139 | 1.1358 | 1.1325 | 1.1293 | 1.1261 | 1.1236 | 1.1211 | 1.1186 | 1.1161 | 1.1136 | 1.1111 | 1.1086 | 1.1061 | 1.1036 | 1.1012 | 1.0987 | 1.0962 | 1.0937 | 1.0912 | 1.0887 | 1.0862 | 1.0837 | 1.0812 | 1.0787 | 1.0762 | 1.0737 | 1.0712 | 1.0687 | 1.0663 | 1.0641 | 1.0619 | 1.0597 | 1.0575 | 1.0553 | 1.0531 | 1.0509 | 1.0487 | 1.0464 | 1.0442 | 1.042 | 1.0398 | 1.0376 | 1.0354 | 1.0332 | 1.031 | 1.0288 | 1.0266 | 1.0244 | 1.0222 | 1.02 | 1.0178 | 1.0156 | 1.0134 | 1.0117 | 1.0099 | 1.0082 | 1.0064 | 1.0047 | 1.0029 | 1.0011 | 0.99939 | 0.99763 | 0.99587 | 0.99412 | 0.99236 | 0.9906 | 0.98885 | 0.98709 | 0.98534 | 0.98358 | 0.98182 | 0.98007 | 0.97831 | 0.97655 | 0.9748 | 0.97304 | 0.97129 | 1.66 | 1.2499 | 1.2412 | 1.2081 | 1.1648 | 1.1261 | 1.0663 | 1.0134 | 0.97129
| 1.67 | 1.2499 | 1.2485 | 1.2471 | 1.2457 | 1.2443 | 1.2429 | 1.2414 | 1.2387 | 1.236 | 1.2333 | 1.2306 | 1.2279 | 1.2251 | 1.2224 | 1.2197 | 1.217 | 1.2143 | 1.2116 | 1.2088 | 1.2053 | 1.2017 | 1.1982 | 1.1946 | 1.191 | 1.1875 | 1.1839 | 1.1804 | 1.1768 | 1.1732 | 1.1697 | 1.1661 | 1.1629 | 1.1597 | 1.1565 | 1.1533 | 1.1501 | 1.1469 | 1.1437 | 1.1404 | 1.1372 | 1.134 | 1.1308 | 1.1276 | 1.1251 | 1.1227 | 1.1202 | 1.1177 | 1.1152 | 1.1128 | 1.1103 | 1.1078 | 1.1053 | 1.1029 | 1.1004 | 1.0979 | 1.0954 | 1.093 | 1.0905 | 1.088 | 1.0856 | 1.0831 | 1.0806 | 1.0781 | 1.0757 | 1.0732 | 1.0707 | 1.0682 | 1.066 | 1.0639 | 1.0617 | 1.0595 | 1.0573 | 1.0551 | 1.0529 | 1.0507 | 1.0486 | 1.0464 | 1.0442 | 1.042 | 1.0398 | 1.0376 | 1.0354 | 1.0332 | 1.0311 | 1.0289 | 1.0267 | 1.0245 | 1.0223 | 1.0201 | 1.0179 | 1.0157 | 1.014 | 1.0122 | 1.0105 | 1.0087 | 1.007 | 1.0052 | 1.0035 | 1.0017 | 0.99996 | 0.9982 | 0.99645 | 0.99469 | 0.99294 | 0.99119 | 0.98943 | 0.98768 | 0.98592 | 0.98417 | 0.98242 | 0.98066 | 0.97891 | 0.97715 | 0.9754 | 0.97365 | 1.67 | 1.2499 | 1.2414 | 1.2088 | 1.1661 | 1.1276 | 1.0682 | 1.0157 | 0.97365
| 1.68 | 1.2499 | 1.2486 | 1.2472 | 1.2458 | 1.2444 | 1.243 | 1.2416 | 1.239 | 1.2363 | 1.2336 | 1.2309 | 1.2283 | 1.2256 | 1.2229 | 1.2203 | 1.2176 | 1.2149 | 1.2123 | 1.2096 | 1.2061 | 1.2026 | 1.199 | 1.1955 | 1.192 | 1.1885 | 1.185 | 1.1815 | 1.1779 | 1.1744 | 1.1709 | 1.1674 | 1.1642 | 1.161 | 1.1578 | 1.1546 | 1.1515 | 1.1483 | 1.1451 | 1.1419 | 1.1387 | 1.1355 | 1.1323 | 1.1291 | 1.1267 | 1.1242 | 1.1218 | 1.1193 | 1.1169 | 1.1144 | 1.112 | 1.1095 | 1.107 | 1.1046 | 1.1021 | 1.0997 | 1.0972 | 1.0948 | 1.0923 | 1.0899 | 1.0874 | 1.0849 | 1.0825 | 1.08 | 1.0776 | 1.0751 | 1.0727 | 1.0702 | 1.068 | 1.0659 | 1.0637 | 1.0615 | 1.0593 | 1.0572 | 1.055 | 1.0528 | 1.0507 | 1.0485 | 1.0463 | 1.0441 | 1.042 | 1.0398 | 1.0376 | 1.0354 | 1.0333 | 1.0311 | 1.0289 | 1.0267 | 1.0246 | 1.0224 | 1.0202 | 1.0181 | 1.0163 | 1.0145 | 1.0128 | 1.011 | 1.0093 | 1.0075 | 1.0058 | 1.004 | 1.0023 | 1.0005 | 0.99878 | 0.99703 | 0.99528 | 0.99352 | 0.99177 | 0.99002 | 0.98827 | 0.98652 | 0.98476 | 0.98301 | 0.98126 | 0.97951 | 0.97776 | 0.976 | 1.68 | 1.2499 | 1.2416 | 1.2096 | 1.1674 | 1.1291 | 1.0702 | 1.0181 | 0.976
| 1.69 | 1.2499 | 1.2486 | 1.2472 | 1.2459 | 1.2445 | 1.2432 | 1.2418 | 1.2392 | 1.2366 | 1.2339 | 1.2313 | 1.2287 | 1.2261 | 1.2235 | 1.2208 | 1.2182 | 1.2156 | 1.213 | 1.2103 | 1.2069 | 1.2034 | 1.1999 | 1.1964 | 1.193 | 1.1895 | 1.186 | 1.1826 | 1.1791 | 1.1756 | 1.1721 | 1.1687 | 1.1655 | 1.1623 | 1.1592 | 1.156 | 1.1528 | 1.1497 | 1.1465 | 1.1433 | 1.1402 | 1.137 | 1.1338 | 1.1307 | 1.1282 | 1.1258 | 1.1234 | 1.1209 | 1.1185 | 1.1161 | 1.1136 | 1.1112 | 1.1087 | 1.1063 | 1.1039 | 1.1014 | 1.099 | 1.0966 | 1.0941 | 1.0917 | 1.0893 | 1.0868 | 1.0844 | 1.0819 | 1.0795 | 1.0771 | 1.0746 | 1.0722 | 1.07 | 1.0679 | 1.0657 | 1.0636 | 1.0614 | 1.0592 | 1.0571 | 1.0549 | 1.0528 | 1.0506 | 1.0484 | 1.0463 | 1.0441 | 1.042 | 1.0398 | 1.0376 | 1.0355 | 1.0333 | 1.0312 | 1.029 | 1.0268 | 1.0247 | 1.0225 | 1.0204 | 1.0186 | 1.0169 | 1.0151 | 1.0134 | 1.0116 | 1.0099 | 1.0081 | 1.0064 | 1.0046 | 1.0029 | 1.0011 | 0.99936 | 0.99761 | 0.99586 | 0.99411 | 0.99236 | 0.99061 | 0.98886 | 0.98711 | 0.98536 | 0.98361 | 0.98186 | 0.98011 | 0.97836 | 1.69 | 1.2499 | 1.2418 | 1.2103 | 1.1687 | 1.1307 | 1.0722 | 1.0204 | 0.97836
| 1.7 | 1.2499 | 1.2486 | 1.2473 | 1.246 | 1.2447 | 1.2433 | 1.242 | 1.2394 | 1.2369 | 1.2343 | 1.2317 | 1.2291 | 1.2265 | 1.224 | 1.2214 | 1.2188 | 1.2162 | 1.2137 | 1.2111 | 1.2077 | 1.2042 | 1.2008 | 1.1974 | 1.1939 | 1.1905 | 1.1871 | 1.1836 | 1.1802 | 1.1768 | 1.1734 | 1.1699 | 1.1668 | 1.1636 | 1.1605 | 1.1574 | 1.1542 | 1.1511 | 1.1479 | 1.1448 | 1.1416 | 1.1385 | 1.1354 | 1.1322 | 1.1298 | 1.1274 | 1.125 | 1.1225 | 1.1201 | 1.1177 | 1.1153 | 1.1129 | 1.1105 | 1.108 | 1.1056 | 1.1032 | 1.1008 | 1.0984 | 1.0959 | 1.0935 | 1.0911 | 1.0887 | 1.0863 | 1.0838 | 1.0814 | 1.079 | 1.0766 | 1.0742 | 1.072 | 1.0699 | 1.0677 | 1.0656 | 1.0634 | 1.0613 | 1.0591 | 1.057 | 1.0549 | 1.0527 | 1.0506 | 1.0484 | 1.0463 | 1.0441 | 1.042 | 1.0398 | 1.0377 | 1.0355 | 1.0334 | 1.0313 | 1.0291 | 1.027 | 1.0248 | 1.0227 | 1.0209 | 1.0192 | 1.0174 | 1.0157 | 1.0139 | 1.0122 | 1.0104 | 1.0087 | 1.0069 | 1.0052 | 1.0034 | 1.0017 | 0.99995 | 0.9982 | 0.99645 | 0.99471 | 0.99296 | 0.99121 | 0.98946 | 0.98771 | 0.98597 | 0.98422 | 0.98247 | 0.98072 | 1.7 | 1.2499 | 1.242 | 1.2111 | 1.1699 | 1.1322 | 1.0742 | 1.0227 | 0.98072
| 1.71 | 1.2499 | 1.2487 | 1.2474 | 1.2461 | 1.2448 | 1.2435 | 1.2422 | 1.2397 | 1.2371 | 1.2346 | 1.2321 | 1.2295 | 1.227 | 1.2245 | 1.222 | 1.2194 | 1.2169 | 1.2144 | 1.2118 | 1.2084 | 1.2051 | 1.2017 | 1.1983 | 1.1949 | 1.1915 | 1.1881 | 1.1847 | 1.1814 | 1.178 | 1.1746 | 1.1712 | 1.1681 | 1.165 | 1.1618 | 1.1587 | 1.1556 | 1.1525 | 1.1494 | 1.1462 | 1.1431 | 1.14 | 1.1369 | 1.1338 | 1.1314 | 1.129 | 1.1266 | 1.1242 | 1.1218 | 1.1194 | 1.117 | 1.1146 | 1.1122 | 1.1098 | 1.1074 | 1.105 | 1.1026 | 1.1002 | 1.0978 | 1.0954 | 1.093 | 1.0906 | 1.0881 | 1.0857 | 1.0833 | 1.0809 | 1.0785 | 1.0761 | 1.074 | 1.0719 | 1.0698 | 1.0676 | 1.0655 | 1.0634 | 1.0612 | 1.0591 | 1.057 | 1.0548 | 1.0527 | 1.0506 | 1.0484 | 1.0463 | 1.0442 | 1.042 | 1.0399 | 1.0378 | 1.0356 | 1.0335 | 1.0314 | 1.0292 | 1.0271 | 1.025 | 1.0232 | 1.0215 | 1.0197 | 1.018 | 1.0162 | 1.0145 | 1.0128 | 1.011 | 1.0093 | 1.0075 | 1.0058 | 1.004 | 1.0023 | 1.0005 | 0.99879 | 0.99705 | 0.9953 | 0.99356 | 0.99181 | 0.99007 | 0.98832 | 0.98657 | 0.98483 | 0.98308 | 1.71 | 1.2499 | 1.2422 | 1.2118 | 1.1712 | 1.1338 | 1.0761 | 1.025 | 0.98308
| 1.72 | 1.2499 | 1.2487 | 1.2474 | 1.2462 | 1.2449 | 1.2437 | 1.2424 | 1.2399 | 1.2374 | 1.2349 | 1.2325 | 1.23 | 1.2275 | 1.225 | 1.2225 | 1.22 | 1.2175 | 1.2151 | 1.2126 | 1.2092 | 1.2059 | 1.2025 | 1.1992 | 1.1959 | 1.1925 | 1.1892 | 1.1858 | 1.1825 | 1.1792 | 1.1758 | 1.1725 | 1.1694 | 1.1663 | 1.1632 | 1.1601 | 1.157 | 1.1539 | 1.1508 | 1.1477 | 1.1446 | 1.1415 | 1.1384 | 1.1353 | 1.1329 | 1.1305 | 1.1281 | 1.1258 | 1.1234 | 1.121 | 1.1186 | 1.1162 | 1.1139 | 1.1115 | 1.1091 | 1.1067 | 1.1043 | 1.1019 | 1.0996 | 1.0972 | 1.0948 | 1.0924 | 1.09 | 1.0877 | 1.0853 | 1.0829 | 1.0805 | 1.0781 | 1.076 | 1.0739 | 1.0718 | 1.0697 | 1.0675 | 1.0654 | 1.0633 | 1.0612 | 1.0591 | 1.0569 | 1.0548 | 1.0527 | 1.0506 | 1.0485 | 1.0464 | 1.0442 | 1.0421 | 1.04 | 1.0379 | 1.0358 | 1.0336 | 1.0315 | 1.0294 | 1.0273 | 1.0255 | 1.0238 | 1.0221 | 1.0203 | 1.0186 | 1.0168 | 1.0151 | 1.0133 | 1.0116 | 1.0099 | 1.0081 | 1.0064 | 1.0046 | 1.0029 | 1.0011 | 0.99939 | 0.99765 | 0.9959 | 0.99416 | 0.99242 | 0.99067 | 0.98893 | 0.98719 | 0.98544 | 1.72 | 1.2499 | 1.2424 | 1.2126 | 1.1725 | 1.1353 | 1.0781 | 1.0273 | 0.98544
| 1.73 | 1.25 | 1.2487 | 1.2475 | 1.2463 | 1.245 | 1.2438 | 1.2426 | 1.2401 | 1.2377 | 1.2353 | 1.2328 | 1.2304 | 1.228 | 1.2255 | 1.2231 | 1.2206 | 1.2182 | 1.2158 | 1.2133 | 1.21 | 1.2067 | 1.2034 | 1.2001 | 1.1968 | 1.1935 | 1.1902 | 1.1869 | 1.1836 | 1.1803 | 1.177 | 1.1737 | 1.1707 | 1.1676 | 1.1645 | 1.1614 | 1.1584 | 1.1553 | 1.1522 | 1.1491 | 1.1461 | 1.143 | 1.1399 | 1.1368 | 1.1345 | 1.1321 | 1.1297 | 1.1274 | 1.125 | 1.1226 | 1.1203 | 1.1179 | 1.1156 | 1.1132 | 1.1108 | 1.1085 | 1.1061 | 1.1037 | 1.1014 | 1.099 | 1.0966 | 1.0943 | 1.0919 | 1.0896 | 1.0872 | 1.0848 | 1.0825 | 1.0801 | 1.078 | 1.0759 | 1.0738 | 1.0717 | 1.0696 | 1.0675 | 1.0654 | 1.0633 | 1.0612 | 1.0591 | 1.057 | 1.0548 | 1.0527 | 1.0506 | 1.0485 | 1.0464 | 1.0443 | 1.0422 | 1.0401 | 1.038 | 1.0359 | 1.0338 | 1.0317 | 1.0296 | 1.0279 | 1.0261 | 1.0244 | 1.0226 | 1.0209 | 1.0191 | 1.0174 | 1.0157 | 1.0139 | 1.0122 | 1.0104 | 1.0087 | 1.007 | 1.0052 | 1.0035 | 1.0017 | 0.99999 | 0.99825 | 0.99651 | 0.99477 | 0.99303 | 0.99129 | 0.98954 | 0.9878 | 1.73 | 1.25 | 1.2426 | 1.2133 | 1.1737 | 1.1368 | 1.0801 | 1.0296 | 0.9878
| 1.74 | 1.25 | 1.2488 | 1.2476 | 1.2464 | 1.2452 | 1.244 | 1.2428 | 1.2404 | 1.238 | 1.2356 | 1.2332 | 1.2308 | 1.2284 | 1.226 | 1.2236 | 1.2212 | 1.2189 | 1.2165 | 1.2141 | 1.2108 | 1.2076 | 1.2043 | 1.2011 | 1.1978 | 1.1945 | 1.1913 | 1.188 | 1.1848 | 1.1815 | 1.1783 | 1.175 | 1.172 | 1.1689 | 1.1659 | 1.1628 | 1.1597 | 1.1567 | 1.1536 | 1.1506 | 1.1475 | 1.1445 | 1.1414 | 1.1384 | 1.136 | 1.1337 | 1.1313 | 1.129 | 1.1266 | 1.1243 | 1.1219 | 1.1196 | 1.1173 | 1.1149 | 1.1126 | 1.1102 | 1.1079 | 1.1055 | 1.1032 | 1.1008 | 1.0985 | 1.0962 | 1.0938 | 1.0915 | 1.0891 | 1.0868 | 1.0844 | 1.0821 | 1.08 | 1.0779 | 1.0758 | 1.0737 | 1.0716 | 1.0695 | 1.0674 | 1.0654 | 1.0633 | 1.0612 | 1.0591 | 1.057 | 1.0549 | 1.0528 | 1.0507 | 1.0486 | 1.0465 | 1.0444 | 1.0424 | 1.0403 | 1.0382 | 1.0361 | 1.034 | 1.0319 | 1.0302 | 1.0284 | 1.0267 | 1.0249 | 1.0232 | 1.0215 | 1.0197 | 1.018 | 1.0162 | 1.0145 | 1.0128 | 1.011 | 1.0093 | 1.0076 | 1.0058 | 1.0041 | 1.0023 | 1.0006 | 0.99886 | 0.99712 | 0.99538 | 0.99364 | 0.9919 | 0.99016 | 1.74 | 1.25 | 1.2428 | 1.2141 | 1.175 | 1.1384 | 1.0821 | 1.0319 | 0.99016
| 1.75 | 1.25 | 1.2488 | 1.2476 | 1.2465 | 1.2453 | 1.2441 | 1.243 | 1.2406 | 1.2383 | 1.2359 | 1.2336 | 1.2312 | 1.2289 | 1.2265 | 1.2242 | 1.2219 | 1.2195 | 1.2172 | 1.2148 | 1.2116 | 1.2084 | 1.2052 | 1.202 | 1.1988 | 1.1956 | 1.1923 | 1.1891 | 1.1859 | 1.1827 | 1.1795 | 1.1763 | 1.1733 | 1.1702 | 1.1672 | 1.1642 | 1.1611 | 1.1581 | 1.1551 | 1.152 | 1.149 | 1.146 | 1.1429 | 1.1399 | 1.1376 | 1.1352 | 1.1329 | 1.1306 | 1.1283 | 1.1259 | 1.1236 | 1.1213 | 1.119 | 1.1166 | 1.1143 | 1.112 | 1.1097 | 1.1073 | 1.105 | 1.1027 | 1.1003 | 1.098 | 1.0957 | 1.0934 | 1.091 | 1.0887 | 1.0864 | 1.0841 | 1.082 | 1.0799 | 1.0778 | 1.0758 | 1.0737 | 1.0716 | 1.0695 | 1.0674 | 1.0654 | 1.0633 | 1.0612 | 1.0591 | 1.0571 | 1.055 | 1.0529 | 1.0508 | 1.0487 | 1.0467 | 1.0446 | 1.0425 | 1.0404 | 1.0384 | 1.0363 | 1.0342 | 1.0325 | 1.0307 | 1.029 | 1.0273 | 1.0255 | 1.0238 | 1.0221 | 1.0203 | 1.0186 | 1.0168 | 1.0151 | 1.0134 | 1.0116 | 1.0099 | 1.0082 | 1.0064 | 1.0047 | 1.0029 | 1.0012 | 0.99947 | 0.99773 | 0.996 | 0.99426 | 0.99252 | 1.75 | 1.25 | 1.243 | 1.2148 | 1.1763 | 1.1399 | 1.0841 | 1.0342 | 0.99252
| 1.76 | 1.25 | 1.2488 | 1.2477 | 1.2466 | 1.2454 | 1.2443 | 1.2432 | 1.2409 | 1.2386 | 1.2363 | 1.234 | 1.2317 | 1.2294 | 1.2271 | 1.2248 | 1.2225 | 1.2202 | 1.2179 | 1.2156 | 1.2124 | 1.2092 | 1.2061 | 1.2029 | 1.1997 | 1.1966 | 1.1934 | 1.1902 | 1.1871 | 1.1839 | 1.1807 | 1.1776 | 1.1746 | 1.1715 | 1.1685 | 1.1655 | 1.1625 | 1.1595 | 1.1565 | 1.1535 | 1.1505 | 1.1475 | 1.1444 | 1.1414 | 1.1391 | 1.1368 | 1.1345 | 1.1322 | 1.1299 | 1.1276 | 1.1253 | 1.123 | 1.1207 | 1.1184 | 1.116 | 1.1137 | 1.1114 | 1.1091 | 1.1068 | 1.1045 | 1.1022 | 1.0999 | 1.0976 | 1.0953 | 1.093 | 1.0907 | 1.0883 | 1.086 | 1.084 | 1.0819 | 1.0798 | 1.0778 | 1.0757 | 1.0737 | 1.0716 | 1.0695 | 1.0675 | 1.0654 | 1.0633 | 1.0613 | 1.0592 | 1.0572 | 1.0551 | 1.053 | 1.051 | 1.0489 | 1.0468 | 1.0448 | 1.0427 | 1.0406 | 1.0386 | 1.0365 | 1.0348 | 1.033 | 1.0313 | 1.0296 | 1.0278 | 1.0261 | 1.0244 | 1.0226 | 1.0209 | 1.0192 | 1.0174 | 1.0157 | 1.014 | 1.0122 | 1.0105 | 1.0088 | 1.007 | 1.0053 | 1.0036 | 1.0018 | 1.0001 | 0.99835 | 0.99662 | 0.99488 | 1.76 | 1.25 | 1.2432 | 1.2156 | 1.1776 | 1.1414 | 1.086 | 1.0365 | 0.99488
| 1.77 | 1.25 | 1.2489 | 1.2478 | 1.2467 | 1.2456 | 1.2445 | 1.2434 | 1.2411 | 1.2388 | 1.2366 | 1.2343 | 1.2321 | 1.2298 | 1.2276 | 1.2253 | 1.2231 | 1.2208 | 1.2186 | 1.2163 | 1.2132 | 1.2101 | 1.2069 | 1.2038 | 1.2007 | 1.1976 | 1.1944 | 1.1913 | 1.1882 | 1.1851 | 1.182 | 1.1788 | 1.1758 | 1.1729 | 1.1699 | 1.1669 | 1.1639 | 1.1609 | 1.1579 | 1.1549 | 1.1519 | 1.1489 | 1.146 | 1.143 | 1.1407 | 1.1384 | 1.1361 | 1.1338 | 1.1315 | 1.1292 | 1.1269 | 1.1247 | 1.1224 | 1.1201 | 1.1178 | 1.1155 | 1.1132 | 1.1109 | 1.1086 | 1.1063 | 1.104 | 1.1018 | 1.0995 | 1.0972 | 1.0949 | 1.0926 | 1.0903 | 1.088 | 1.086 | 1.0839 | 1.0819 | 1.0798 | 1.0778 | 1.0757 | 1.0737 | 1.0716 | 1.0696 | 1.0675 | 1.0655 | 1.0634 | 1.0614 | 1.0593 | 1.0573 | 1.0552 | 1.0532 | 1.0511 | 1.0491 | 1.047 | 1.045 | 1.0429 | 1.0409 | 1.0388 | 1.0371 | 1.0354 | 1.0336 | 1.0319 | 1.0302 | 1.0284 | 1.0267 | 1.025 | 1.0232 | 1.0215 | 1.0198 | 1.018 | 1.0163 | 1.0146 | 1.0128 | 1.0111 | 1.0094 | 1.0076 | 1.0059 | 1.0042 | 1.0024 | 1.0007 | 0.99897 | 0.99724 | 1.77 | 1.25 | 1.2434 | 1.2163 | 1.1788 | 1.143 | 1.088 | 1.0388 | 0.99724
| 1.78 | 1.25 | 1.2489 | 1.2478 | 1.2468 | 1.2457 | 1.2446 | 1.2435 | 1.2413 | 1.2391 | 1.2369 | 1.2347 | 1.2325 | 1.2303 | 1.2281 | 1.2259 | 1.2237 | 1.2215 | 1.2193 | 1.2171 | 1.214 | 1.2109 | 1.2078 | 1.2047 | 1.2017 | 1.1986 | 1.1955 | 1.1924 | 1.1893 | 1.1863 | 1.1832 | 1.1801 | 1.1771 | 1.1742 | 1.1712 | 1.1682 | 1.1653 | 1.1623 | 1.1593 | 1.1564 | 1.1534 | 1.1504 | 1.1475 | 1.1445 | 1.1422 | 1.14 | 1.1377 | 1.1354 | 1.1332 | 1.1309 | 1.1286 | 1.1263 | 1.1241 | 1.1218 | 1.1195 | 1.1173 | 1.115 | 1.1127 | 1.1104 | 1.1082 | 1.1059 | 1.1036 | 1.1014 | 1.0991 | 1.0968 | 1.0945 | 1.0923 | 1.09 | 1.088 | 1.0859 | 1.0839 | 1.0819 | 1.0798 | 1.0778 | 1.0757 | 1.0737 | 1.0717 | 1.0696 | 1.0676 | 1.0656 | 1.0635 | 1.0615 | 1.0595 | 1.0574 | 1.0554 | 1.0533 | 1.0513 | 1.0493 | 1.0472 | 1.0452 | 1.0432 | 1.0411 | 1.0394 | 1.0377 | 1.0359 | 1.0342 | 1.0325 | 1.0308 | 1.029 | 1.0273 | 1.0256 | 1.0238 | 1.0221 | 1.0204 | 1.0186 | 1.0169 | 1.0152 | 1.0134 | 1.0117 | 1.01 | 1.0083 | 1.0065 | 1.0048 | 1.0031 | 1.0013 | 0.9996 | 1.78 | 1.25 | 1.2435 | 1.2171 | 1.1801 | 1.1445 | 1.09 | 1.0411 | 0.9996
| 1.79 | 1.25 | 1.2489 | 1.2479 | 1.2468 | 1.2458 | 1.2448 | 1.2437 | 1.2416 | 1.2394 | 1.2373 | 1.2351 | 1.2329 | 1.2308 | 1.2286 | 1.2264 | 1.2243 | 1.2221 | 1.22 | 1.2178 | 1.2148 | 1.2117 | 1.2087 | 1.2057 | 1.2026 | 1.1996 | 1.1966 | 1.1935 | 1.1905 | 1.1874 | 1.1844 | 1.1814 | 1.1784 | 1.1755 | 1.1725 | 1.1696 | 1.1667 | 1.1637 | 1.1608 | 1.1578 | 1.1549 | 1.1519 | 1.149 | 1.146 | 1.1438 | 1.1415 | 1.1393 | 1.137 | 1.1348 | 1.1325 | 1.1303 | 1.128 | 1.1258 | 1.1235 | 1.1213 | 1.119 | 1.1168 | 1.1145 | 1.1123 | 1.11 | 1.1077 | 1.1055 | 1.1032 | 1.101 | 1.0987 | 1.0965 | 1.0942 | 1.092 | 1.09 | 1.0879 | 1.0859 | 1.0839 | 1.0819 | 1.0798 | 1.0778 | 1.0758 | 1.0738 | 1.0718 | 1.0697 | 1.0677 | 1.0657 | 1.0637 | 1.0616 | 1.0596 | 1.0576 | 1.0556 | 1.0536 | 1.0515 | 1.0495 | 1.0475 | 1.0455 | 1.0434 | 1.0417 | 1.04 | 1.0383 | 1.0365 | 1.0348 | 1.0331 | 1.0313 | 1.0296 | 1.0279 | 1.0262 | 1.0244 | 1.0227 | 1.021 | 1.0192 | 1.0175 | 1.0158 | 1.0141 | 1.0123 | 1.0106 | 1.0089 | 1.0071 | 1.0054 | 1.0037 | 1.002 | 1.79 | 1.25 | 1.2437 | 1.2178 | 1.1814 | 1.146 | 1.092 | 1.0434 | 1.002
| 1.8 | 1.25 | 1.249 | 1.248 | 1.2469 | 1.2459 | 1.2449 | 1.2439 | 1.2418 | 1.2397 | 1.2376 | 1.2355 | 1.2334 | 1.2312 | 1.2291 | 1.227 | 1.2249 | 1.2228 | 1.2207 | 1.2186 | 1.2156 | 1.2126 | 1.2096 | 1.2066 | 1.2036 | 1.2006 | 1.1976 | 1.1946 | 1.1916 | 1.1886 | 1.1856 | 1.1827 | 1.1797 | 1.1768 | 1.1739 | 1.171 | 1.168 | 1.1651 | 1.1622 | 1.1593 | 1.1563 | 1.1534 | 1.1505 | 1.1476 | 1.1453 | 1.1431 | 1.1409 | 1.1386 | 1.1364 | 1.1342 | 1.1319 | 1.1297 | 1.1275 | 1.1252 | 1.123 | 1.1208 | 1.1185 | 1.1163 | 1.1141 | 1.1118 | 1.1096 | 1.1074 | 1.1051 | 1.1029 | 1.1007 | 1.0984 | 1.0962 | 1.094 | 1.0919 | 1.0899 | 1.0879 | 1.0859 | 1.0839 | 1.0819 | 1.0799 | 1.0779 | 1.0759 | 1.0739 | 1.0719 | 1.0699 | 1.0678 | 1.0658 | 1.0638 | 1.0618 | 1.0598 | 1.0578 | 1.0558 | 1.0538 | 1.0518 | 1.0498 | 1.0478 | 1.0458 | 1.044 | 1.0423 | 1.0406 | 1.0388 | 1.0371 | 1.0354 | 1.0337 | 1.0319 | 1.0302 | 1.0285 | 1.0268 | 1.025 | 1.0233 | 1.0216 | 1.0199 | 1.0181 | 1.0164 | 1.0147 | 1.013 | 1.0112 | 1.0095 | 1.0078 | 1.006 | 1.0043 | 1.8 | 1.25 | 1.2439 | 1.2186 | 1.1827 | 1.1476 | 1.094 | 1.0458 | 1.0043
| 1.81 | 1.25 | 1.249 | 1.248 | 1.247 | 1.2461 | 1.2451 | 1.2441 | 1.2421 | 1.24 | 1.2379 | 1.2358 | 1.2338 | 1.2317 | 1.2296 | 1.2276 | 1.2255 | 1.2234 | 1.2214 | 1.2193 | 1.2164 | 1.2134 | 1.2105 | 1.2075 | 1.2046 | 1.2016 | 1.1987 | 1.1957 | 1.1928 | 1.1898 | 1.1869 | 1.1839 | 1.181 | 1.1781 | 1.1752 | 1.1723 | 1.1694 | 1.1665 | 1.1636 | 1.1607 | 1.1578 | 1.1549 | 1.152 | 1.1491 | 1.1469 | 1.1447 | 1.1425 | 1.1403 | 1.138 | 1.1358 | 1.1336 | 1.1314 | 1.1292 | 1.127 | 1.1247 | 1.1225 | 1.1203 | 1.1181 | 1.1159 | 1.1137 | 1.1114 | 1.1092 | 1.107 | 1.1048 | 1.1026 | 1.1004 | 1.0981 | 1.0959 | 1.0939 | 1.0919 | 1.0899 | 1.088 | 1.086 | 1.084 | 1.082 | 1.08 | 1.078 | 1.076 | 1.074 | 1.072 | 1.07 | 1.068 | 1.066 | 1.064 | 1.062 | 1.06 | 1.058 | 1.056 | 1.054 | 1.052 | 1.0501 | 1.0481 | 1.0463 | 1.0446 | 1.0429 | 1.0412 | 1.0394 | 1.0377 | 1.036 | 1.0343 | 1.0325 | 1.0308 | 1.0291 | 1.0274 | 1.0256 | 1.0239 | 1.0222 | 1.0205 | 1.0187 | 1.017 | 1.0153 | 1.0136 | 1.0119 | 1.0101 | 1.0084 | 1.0067 | 1.81 | 1.25 | 1.2441 | 1.2193 | 1.1839 | 1.1491 | 1.0959 | 1.0481 | 1.0067
| 1.82 | 1.25 | 1.249 | 1.2481 | 1.2471 | 1.2462 | 1.2453 | 1.2443 | 1.2423 | 1.2403 | 1.2382 | 1.2362 | 1.2342 | 1.2322 | 1.2302 | 1.2281 | 1.2261 | 1.2241 | 1.2221 | 1.22 | 1.2171 | 1.2142 | 1.2113 | 1.2084 | 1.2055 | 1.2026 | 1.1997 | 1.1968 | 1.1939 | 1.191 | 1.1881 | 1.1852 | 1.1823 | 1.1794 | 1.1766 | 1.1737 | 1.1708 | 1.1679 | 1.165 | 1.1622 | 1.1593 | 1.1564 | 1.1535 | 1.1507 | 1.1485 | 1.1463 | 1.1441 | 1.1419 | 1.1397 | 1.1375 | 1.1353 | 1.1331 | 1.1309 | 1.1287 | 1.1265 | 1.1243 | 1.1221 | 1.1199 | 1.1177 | 1.1155 | 1.1133 | 1.1111 | 1.1089 | 1.1067 | 1.1045 | 1.1023 | 1.1001 | 1.0979 | 1.0959 | 1.0939 | 1.092 | 1.09 | 1.088 | 1.086 | 1.084 | 1.0821 | 1.0801 | 1.0781 | 1.0761 | 1.0741 | 1.0722 | 1.0702 | 1.0682 | 1.0662 | 1.0642 | 1.0623 | 1.0603 | 1.0583 | 1.0563 | 1.0543 | 1.0523 | 1.0504 | 1.0486 | 1.0469 | 1.0452 | 1.0435 | 1.0418 | 1.04 | 1.0383 | 1.0366 | 1.0349 | 1.0331 | 1.0314 | 1.0297 | 1.028 | 1.0263 | 1.0245 | 1.0228 | 1.0211 | 1.0194 | 1.0176 | 1.0159 | 1.0142 | 1.0125 | 1.0108 | 1.009 | 1.82 | 1.25 | 1.2443 | 1.22 | 1.1852 | 1.1507 | 1.0979 | 1.0504 | 1.009
| 1.83 | 1.25 | 1.2491 | 1.2481 | 1.2472 | 1.2463 | 1.2454 | 1.2445 | 1.2425 | 1.2406 | 1.2386 | 1.2366 | 1.2346 | 1.2326 | 1.2307 | 1.2287 | 1.2267 | 1.2247 | 1.2228 | 1.2208 | 1.2179 | 1.2151 | 1.2122 | 1.2094 | 1.2065 | 1.2036 | 1.2008 | 1.1979 | 1.195 | 1.1922 | 1.1893 | 1.1865 | 1.1836 | 1.1808 | 1.1779 | 1.175 | 1.1722 | 1.1693 | 1.1665 | 1.1636 | 1.1608 | 1.1579 | 1.155 | 1.1522 | 1.15 | 1.1478 | 1.1457 | 1.1435 | 1.1413 | 1.1391 | 1.1369 | 1.1348 | 1.1326 | 1.1304 | 1.1282 | 1.126 | 1.1239 | 1.1217 | 1.1195 | 1.1173 | 1.1151 | 1.113 | 1.1108 | 1.1086 | 1.1064 | 1.1042 | 1.1021 | 1.0999 | 1.0979 | 1.096 | 1.094 | 1.092 | 1.0901 | 1.0881 | 1.0861 | 1.0841 | 1.0822 | 1.0802 | 1.0782 | 1.0763 | 1.0743 | 1.0723 | 1.0704 | 1.0684 | 1.0664 | 1.0645 | 1.0625 | 1.0605 | 1.0586 | 1.0566 | 1.0546 | 1.0527 | 1.051 | 1.0492 | 1.0475 | 1.0458 | 1.0441 | 1.0424 | 1.0406 | 1.0389 | 1.0372 | 1.0355 | 1.0338 | 1.032 | 1.0303 | 1.0286 | 1.0269 | 1.0252 | 1.0234 | 1.0217 | 1.02 | 1.0183 | 1.0166 | 1.0148 | 1.0131 | 1.0114 | 1.83 | 1.25 | 1.2445 | 1.2208 | 1.1865 | 1.1522 | 1.0999 | 1.0527 | 1.0114
| 1.84 | 1.25 | 1.2491 | 1.2482 | 1.2473 | 1.2465 | 1.2456 | 1.2447 | 1.2428 | 1.2408 | 1.2389 | 1.237 | 1.235 | 1.2331 | 1.2312 | 1.2293 | 1.2273 | 1.2254 | 1.2235 | 1.2215 | 1.2187 | 1.2159 | 1.2131 | 1.2103 | 1.2075 | 1.2046 | 1.2018 | 1.199 | 1.1962 | 1.1934 | 1.1906 | 1.1877 | 1.1849 | 1.1821 | 1.1792 | 1.1764 | 1.1736 | 1.1707 | 1.1679 | 1.1651 | 1.1622 | 1.1594 | 1.1566 | 1.1537 | 1.1516 | 1.1494 | 1.1472 | 1.1451 | 1.1429 | 1.1408 | 1.1386 | 1.1364 | 1.1343 | 1.1321 | 1.13 | 1.1278 | 1.1256 | 1.1235 | 1.1213 | 1.1192 | 1.117 | 1.1148 | 1.1127 | 1.1105 | 1.1083 | 1.1062 | 1.104 | 1.1019 | 1.0999 | 1.098 | 1.096 | 1.0941 | 1.0921 | 1.0901 | 1.0882 | 1.0862 | 1.0843 | 1.0823 | 1.0804 | 1.0784 | 1.0765 | 1.0745 | 1.0726 | 1.0706 | 1.0687 | 1.0667 | 1.0647 | 1.0628 | 1.0608 | 1.0589 | 1.0569 | 1.055 | 1.0533 | 1.0515 | 1.0498 | 1.0481 | 1.0464 | 1.0447 | 1.043 | 1.0412 | 1.0395 | 1.0378 | 1.0361 | 1.0344 | 1.0327 | 1.0309 | 1.0292 | 1.0275 | 1.0258 | 1.0241 | 1.0223 | 1.0206 | 1.0189 | 1.0172 | 1.0155 | 1.0138 | 1.84 | 1.25 | 1.2447 | 1.2215 | 1.1877 | 1.1537 | 1.1019 | 1.055 | 1.0138
| 1.85 | 1.25 | 1.2491 | 1.2483 | 1.2474 | 1.2466 | 1.2457 | 1.2449 | 1.243 | 1.2411 | 1.2392 | 1.2374 | 1.2355 | 1.2336 | 1.2317 | 1.2298 | 1.2279 | 1.2261 | 1.2242 | 1.2223 | 1.2195 | 1.2167 | 1.214 | 1.2112 | 1.2084 | 1.2056 | 1.2029 | 1.2001 | 1.1973 | 1.1946 | 1.1918 | 1.189 | 1.1862 | 1.1834 | 1.1806 | 1.1778 | 1.1749 | 1.1721 | 1.1693 | 1.1665 | 1.1637 | 1.1609 | 1.1581 | 1.1553 | 1.1531 | 1.151 | 1.1488 | 1.1467 | 1.1445 | 1.1424 | 1.1403 | 1.1381 | 1.136 | 1.1338 | 1.1317 | 1.1296 | 1.1274 | 1.1253 | 1.1231 | 1.121 | 1.1188 | 1.1167 | 1.1146 | 1.1124 | 1.1103 | 1.1081 | 1.106 | 1.1038 | 1.1019 | 1.1 | 1.098 | 1.0961 | 1.0941 | 1.0922 | 1.0903 | 1.0883 | 1.0864 | 1.0844 | 1.0825 | 1.0806 | 1.0786 | 1.0767 | 1.0747 | 1.0728 | 1.0709 | 1.0689 | 1.067 | 1.065 | 1.0631 | 1.0612 | 1.0592 | 1.0573 | 1.0556 | 1.0539 | 1.0521 | 1.0504 | 1.0487 | 1.047 | 1.0453 | 1.0436 | 1.0419 | 1.0401 | 1.0384 | 1.0367 | 1.035 | 1.0333 | 1.0316 | 1.0298 | 1.0281 | 1.0264 | 1.0247 | 1.023 | 1.0213 | 1.0196 | 1.0178 | 1.0161 | 1.85 | 1.25 | 1.2449 | 1.2223 | 1.189 | 1.1553 | 1.1038 | 1.0573 | 1.0161
| 1.86 | 1.25 | 1.2492 | 1.2483 | 1.2475 | 1.2467 | 1.2459 | 1.2451 | 1.2432 | 1.2414 | 1.2396 | 1.2377 | 1.2359 | 1.2341 | 1.2322 | 1.2304 | 1.2285 | 1.2267 | 1.2249 | 1.223 | 1.2203 | 1.2176 | 1.2148 | 1.2121 | 1.2094 | 1.2067 | 1.2039 | 1.2012 | 1.1985 | 1.1957 | 1.193 | 1.1903 | 1.1875 | 1.1847 | 1.1819 | 1.1791 | 1.1763 | 1.1735 | 1.1707 | 1.168 | 1.1652 | 1.1624 | 1.1596 | 1.1568 | 1.1547 | 1.1525 | 1.1504 | 1.1483 | 1.1462 | 1.1441 | 1.1419 | 1.1398 | 1.1377 | 1.1356 | 1.1334 | 1.1313 | 1.1292 | 1.1271 | 1.1249 | 1.1228 | 1.1207 | 1.1186 | 1.1164 | 1.1143 | 1.1122 | 1.1101 | 1.1079 | 1.1058 | 1.1039 | 1.102 | 1.1 | 1.0981 | 1.0962 | 1.0943 | 1.0923 | 1.0904 | 1.0885 | 1.0866 | 1.0846 | 1.0827 | 1.0808 | 1.0789 | 1.0769 | 1.075 | 1.0731 | 1.0712 | 1.0692 | 1.0673 | 1.0654 | 1.0635 | 1.0615 | 1.0596 | 1.0579 | 1.0562 | 1.0545 | 1.0527 | 1.051 | 1.0493 | 1.0476 | 1.0459 | 1.0442 | 1.0425 | 1.0408 | 1.039 | 1.0373 | 1.0356 | 1.0339 | 1.0322 | 1.0305 | 1.0288 | 1.027 | 1.0253 | 1.0236 | 1.0219 | 1.0202 | 1.0185 | 1.86 | 1.25 | 1.2451 | 1.223 | 1.1903 | 1.1568 | 1.1058 | 1.0596 | 1.0185
| 1.87 | 1.25 | 1.2492 | 1.2484 | 1.2476 | 1.2468 | 1.2461 | 1.2453 | 1.2435 | 1.2417 | 1.2399 | 1.2381 | 1.2363 | 1.2345 | 1.2327 | 1.2309 | 1.2292 | 1.2274 | 1.2256 | 1.2238 | 1.2211 | 1.2184 | 1.2157 | 1.213 | 1.2104 | 1.2077 | 1.205 | 1.2023 | 1.1996 | 1.1969 | 1.1942 | 1.1916 | 1.1888 | 1.186 | 1.1832 | 1.1805 | 1.1777 | 1.1749 | 1.1722 | 1.1694 | 1.1666 | 1.1639 | 1.1611 | 1.1583 | 1.1562 | 1.1541 | 1.152 | 1.1499 | 1.1478 | 1.1457 | 1.1436 | 1.1415 | 1.1394 | 1.1373 | 1.1352 | 1.1331 | 1.131 | 1.1289 | 1.1267 | 1.1246 | 1.1225 | 1.1204 | 1.1183 | 1.1162 | 1.1141 | 1.112 | 1.1099 | 1.1078 | 1.1059 | 1.104 | 1.1021 | 1.1002 | 1.0982 | 1.0963 | 1.0944 | 1.0925 | 1.0906 | 1.0887 | 1.0868 | 1.0849 | 1.0829 | 1.081 | 1.0791 | 1.0772 | 1.0753 | 1.0734 | 1.0715 | 1.0696 | 1.0676 | 1.0657 | 1.0638 | 1.0619 | 1.0602 | 1.0585 | 1.0568 | 1.0551 | 1.0534 | 1.0516 | 1.0499 | 1.0482 | 1.0465 | 1.0448 | 1.0431 | 1.0414 | 1.0397 | 1.038 | 1.0362 | 1.0345 | 1.0328 | 1.0311 | 1.0294 | 1.0277 | 1.026 | 1.0243 | 1.0225 | 1.0208 | 1.87 | 1.25 | 1.2453 | 1.2238 | 1.1916 | 1.1583 | 1.1078 | 1.0619 | 1.0208
| 1.88 | 1.25 | 1.2492 | 1.2485 | 1.2477 | 1.247 | 1.2462 | 1.2455 | 1.2437 | 1.242 | 1.2402 | 1.2385 | 1.2367 | 1.235 | 1.2333 | 1.2315 | 1.2298 | 1.228 | 1.2263 | 1.2245 | 1.2219 | 1.2192 | 1.2166 | 1.214 | 1.2113 | 1.2087 | 1.206 | 1.2034 | 1.2008 | 1.1981 | 1.1955 | 1.1928 | 1.1901 | 1.1873 | 1.1846 | 1.1818 | 1.1791 | 1.1763 | 1.1736 | 1.1709 | 1.1681 | 1.1654 | 1.1626 | 1.1599 | 1.1578 | 1.1557 | 1.1536 | 1.1515 | 1.1494 | 1.1473 | 1.1453 | 1.1432 | 1.1411 | 1.139 | 1.1369 | 1.1348 | 1.1327 | 1.1306 | 1.1286 | 1.1265 | 1.1244 | 1.1223 | 1.1202 | 1.1181 | 1.116 | 1.114 | 1.1119 | 1.1098 | 1.1079 | 1.106 | 1.1041 | 1.1022 | 1.1003 | 1.0984 | 1.0965 | 1.0946 | 1.0927 | 1.0908 | 1.0889 | 1.087 | 1.0851 | 1.0832 | 1.0813 | 1.0794 | 1.0775 | 1.0756 | 1.0737 | 1.0718 | 1.0699 | 1.068 | 1.0661 | 1.0642 | 1.0625 | 1.0608 | 1.0591 | 1.0574 | 1.0557 | 1.054 | 1.0523 | 1.0505 | 1.0488 | 1.0471 | 1.0454 | 1.0437 | 1.042 | 1.0403 | 1.0386 | 1.0369 | 1.0352 | 1.0335 | 1.0317 | 1.03 | 1.0283 | 1.0266 | 1.0249 | 1.0232 | 1.88 | 1.25 | 1.2455 | 1.2245 | 1.1928 | 1.1599 | 1.1098 | 1.0642 | 1.0232
| 1.89 | 1.25 | 1.2493 | 1.2485 | 1.2478 | 1.2471 | 1.2464 | 1.2457 | 1.244 | 1.2423 | 1.2406 | 1.2389 | 1.2372 | 1.2355 | 1.2338 | 1.2321 | 1.2304 | 1.2287 | 1.227 | 1.2253 | 1.2227 | 1.2201 | 1.2175 | 1.2149 | 1.2123 | 1.2097 | 1.2071 | 1.2045 | 1.2019 | 1.1993 | 1.1967 | 1.1941 | 1.1914 | 1.1886 | 1.1859 | 1.1832 | 1.1805 | 1.1778 | 1.175 | 1.1723 | 1.1696 | 1.1669 | 1.1641 | 1.1614 | 1.1593 | 1.1573 | 1.1552 | 1.1531 | 1.1511 | 1.149 | 1.1469 | 1.1449 | 1.1428 | 1.1407 | 1.1386 | 1.1366 | 1.1345 | 1.1324 | 1.1304 | 1.1283 | 1.1262 | 1.1242 | 1.1221 | 1.12 | 1.118 | 1.1159 | 1.1138 | 1.1118 | 1.1099 | 1.108 | 1.1061 | 1.1042 | 1.1023 | 1.1004 | 1.0986 | 1.0967 | 1.0948 | 1.0929 | 1.091 | 1.0891 | 1.0873 | 1.0854 | 1.0835 | 1.0816 | 1.0797 | 1.0778 | 1.0759 | 1.0741 | 1.0722 | 1.0703 | 1.0684 | 1.0665 | 1.0648 | 1.0631 | 1.0614 | 1.0597 | 1.058 | 1.0563 | 1.0546 | 1.0529 | 1.0512 | 1.0495 | 1.0477 | 1.046 | 1.0443 | 1.0426 | 1.0409 | 1.0392 | 1.0375 | 1.0358 | 1.0341 | 1.0324 | 1.0307 | 1.029 | 1.0273 | 1.0256 | 1.89 | 1.25 | 1.2457 | 1.2253 | 1.1941 | 1.1614 | 1.1118 | 1.0665 | 1.0256
| 1.9 | 1.25 | 1.2493 | 1.2486 | 1.2479 | 1.2472 | 1.2465 | 1.2458 | 1.2442 | 1.2425 | 1.2409 | 1.2392 | 1.2376 | 1.2359 | 1.2343 | 1.2326 | 1.231 | 1.2293 | 1.2277 | 1.226 | 1.2235 | 1.2209 | 1.2184 | 1.2158 | 1.2133 | 1.2107 | 1.2081 | 1.2056 | 1.203 | 1.2005 | 1.1979 | 1.1954 | 1.1927 | 1.19 | 1.1873 | 1.1846 | 1.1819 | 1.1792 | 1.1765 | 1.1738 | 1.171 | 1.1683 | 1.1656 | 1.1629 | 1.1609 | 1.1588 | 1.1568 | 1.1547 | 1.1527 | 1.1506 | 1.1486 | 1.1465 | 1.1445 | 1.1424 | 1.1404 | 1.1383 | 1.1363 | 1.1342 | 1.1322 | 1.1301 | 1.1281 | 1.126 | 1.124 | 1.1219 | 1.1199 | 1.1178 | 1.1158 | 1.1137 | 1.1119 | 1.11 | 1.1081 | 1.1063 | 1.1044 | 1.1025 | 1.1006 | 1.0988 | 1.0969 | 1.095 | 1.0932 | 1.0913 | 1.0894 | 1.0875 | 1.0857 | 1.0838 | 1.0819 | 1.0801 | 1.0782 | 1.0763 | 1.0744 | 1.0726 | 1.0707 | 1.0688 | 1.0671 | 1.0654 | 1.0637 | 1.062 | 1.0603 | 1.0586 | 1.0569 | 1.0552 | 1.0535 | 1.0518 | 1.0501 | 1.0484 | 1.0467 | 1.045 | 1.0433 | 1.0416 | 1.0399 | 1.0381 | 1.0364 | 1.0347 | 1.033 | 1.0313 | 1.0296 | 1.0279 | 1.9 | 1.25 | 1.2458 | 1.226 | 1.1954 | 1.1629 | 1.1137 | 1.0688 | 1.0279
| 1.91 | 1.25 | 1.2493 | 1.2487 | 1.248 | 1.2474 | 1.2467 | 1.246 | 1.2444 | 1.2428 | 1.2412 | 1.2396 | 1.238 | 1.2364 | 1.2348 | 1.2332 | 1.2316 | 1.23 | 1.2284 | 1.2268 | 1.2243 | 1.2218 | 1.2192 | 1.2167 | 1.2142 | 1.2117 | 1.2092 | 1.2067 | 1.2042 | 1.2017 | 1.1991 | 1.1966 | 1.194 | 1.1913 | 1.1886 | 1.1859 | 1.1832 | 1.1806 | 1.1779 | 1.1752 | 1.1725 | 1.1698 | 1.1672 | 1.1645 | 1.1624 | 1.1604 | 1.1584 | 1.1564 | 1.1543 | 1.1523 | 1.1503 | 1.1482 | 1.1462 | 1.1442 | 1.1421 | 1.1401 | 1.1381 | 1.136 | 1.134 | 1.132 | 1.1299 | 1.1279 | 1.1259 | 1.1238 | 1.1218 | 1.1198 | 1.1177 | 1.1157 | 1.1139 | 1.112 | 1.1101 | 1.1083 | 1.1064 | 1.1046 | 1.1027 | 1.1009 | 1.099 | 1.0971 | 1.0953 | 1.0934 | 1.0916 | 1.0897 | 1.0879 | 1.086 | 1.0841 | 1.0823 | 1.0804 | 1.0786 | 1.0767 | 1.0749 | 1.073 | 1.0711 | 1.0694 | 1.0677 | 1.066 | 1.0643 | 1.0626 | 1.0609 | 1.0592 | 1.0575 | 1.0558 | 1.0541 | 1.0524 | 1.0507 | 1.049 | 1.0473 | 1.0456 | 1.0439 | 1.0422 | 1.0405 | 1.0388 | 1.0371 | 1.0354 | 1.0337 | 1.032 | 1.0303 | 1.91 | 1.25 | 1.246 | 1.2268 | 1.1966 | 1.1645 | 1.1157 | 1.0711 | 1.0303
| 1.92 | 1.25 | 1.2494 | 1.2487 | 1.2481 | 1.2475 | 1.2469 | 1.2462 | 1.2447 | 1.2431 | 1.2415 | 1.24 | 1.2384 | 1.2369 | 1.2353 | 1.2338 | 1.2322 | 1.2306 | 1.2291 | 1.2275 | 1.2251 | 1.2226 | 1.2201 | 1.2177 | 1.2152 | 1.2127 | 1.2102 | 1.2078 | 1.2053 | 1.2028 | 1.2004 | 1.1979 | 1.1953 | 1.1926 | 1.1899 | 1.1873 | 1.1846 | 1.182 | 1.1793 | 1.1766 | 1.174 | 1.1713 | 1.1687 | 1.166 | 1.164 | 1.162 | 1.16 | 1.158 | 1.1559 | 1.1539 | 1.1519 | 1.1499 | 1.1479 | 1.1459 | 1.1439 | 1.1419 | 1.1398 | 1.1378 | 1.1358 | 1.1338 | 1.1318 | 1.1298 | 1.1278 | 1.1257 | 1.1237 | 1.1217 | 1.1197 | 1.1177 | 1.1158 | 1.114 | 1.1122 | 1.1103 | 1.1085 | 1.1066 | 1.1048 | 1.1029 | 1.1011 | 1.0993 | 1.0974 | 1.0956 | 1.0937 | 1.0919 | 1.09 | 1.0882 | 1.0864 | 1.0845 | 1.0827 | 1.0808 | 1.079 | 1.0771 | 1.0753 | 1.0734 | 1.0717 | 1.07 | 1.0683 | 1.0666 | 1.0649 | 1.0632 | 1.0615 | 1.0598 | 1.0581 | 1.0564 | 1.0547 | 1.053 | 1.0513 | 1.0496 | 1.0479 | 1.0462 | 1.0445 | 1.0428 | 1.0411 | 1.0394 | 1.0377 | 1.036 | 1.0343 | 1.0326 | 1.92 | 1.25 | 1.2462 | 1.2275 | 1.1979 | 1.166 | 1.1177 | 1.0734 | 1.0326
| 1.93 | 1.25 | 1.2494 | 1.2488 | 1.2482 | 1.2476 | 1.247 | 1.2464 | 1.2449 | 1.2434 | 1.2419 | 1.2404 | 1.2389 | 1.2373 | 1.2358 | 1.2343 | 1.2328 | 1.2313 | 1.2298 | 1.2283 | 1.2258 | 1.2234 | 1.221 | 1.2186 | 1.2161 | 1.2137 | 1.2113 | 1.2089 | 1.2065 | 1.204 | 1.2016 | 1.1992 | 1.1965 | 1.1939 | 1.1913 | 1.1886 | 1.186 | 1.1834 | 1.1807 | 1.1781 | 1.1755 | 1.1728 | 1.1702 | 1.1676 | 1.1656 | 1.1636 | 1.1616 | 1.1596 | 1.1576 | 1.1556 | 1.1536 | 1.1516 | 1.1496 | 1.1476 | 1.1456 | 1.1436 | 1.1416 | 1.1396 | 1.1376 | 1.1356 | 1.1336 | 1.1316 | 1.1296 | 1.1276 | 1.1257 | 1.1237 | 1.1217 | 1.1197 | 1.1178 | 1.116 | 1.1142 | 1.1123 | 1.1105 | 1.1087 | 1.1069 | 1.105 | 1.1032 | 1.1014 | 1.0995 | 1.0977 | 1.0959 | 1.0941 | 1.0922 | 1.0904 | 1.0886 | 1.0867 | 1.0849 | 1.0831 | 1.0812 | 1.0794 | 1.0776 | 1.0758 | 1.0741 | 1.0724 | 1.0707 | 1.069 | 1.0673 | 1.0656 | 1.0639 | 1.0622 | 1.0605 | 1.0588 | 1.0571 | 1.0554 | 1.0537 | 1.052 | 1.0503 | 1.0486 | 1.0469 | 1.0452 | 1.0435 | 1.0418 | 1.0401 | 1.0384 | 1.0367 | 1.035 | 1.93 | 1.25 | 1.2464 | 1.2283 | 1.1992 | 1.1676 | 1.1197 | 1.0758 | 1.035
| 1.94 | 1.25 | 1.2494 | 1.2489 | 1.2483 | 1.2477 | 1.2472 | 1.2466 | 1.2451 | 1.2437 | 1.2422 | 1.2407 | 1.2393 | 1.2378 | 1.2363 | 1.2349 | 1.2334 | 1.2319 | 1.2305 | 1.229 | 1.2266 | 1.2243 | 1.2219 | 1.2195 | 1.2171 | 1.2147 | 1.2124 | 1.21 | 1.2076 | 1.2052 | 1.2028 | 1.2005 | 1.1978 | 1.1952 | 1.1926 | 1.19 | 1.1874 | 1.1848 | 1.1822 | 1.1795 | 1.1769 | 1.1743 | 1.1717 | 1.1691 | 1.1671 | 1.1651 | 1.1632 | 1.1612 | 1.1592 | 1.1572 | 1.1553 | 1.1533 | 1.1513 | 1.1493 | 1.1473 | 1.1454 | 1.1434 | 1.1414 | 1.1394 | 1.1375 | 1.1355 | 1.1335 | 1.1315 | 1.1296 | 1.1276 | 1.1256 | 1.1236 | 1.1216 | 1.1198 | 1.118 | 1.1162 | 1.1144 | 1.1126 | 1.1108 | 1.1089 | 1.1071 | 1.1053 | 1.1035 | 1.1017 | 1.0999 | 1.098 | 1.0962 | 1.0944 | 1.0926 | 1.0908 | 1.089 | 1.0871 | 1.0853 | 1.0835 | 1.0817 | 1.0799 | 1.0781 | 1.0764 | 1.0747 | 1.073 | 1.0713 | 1.0696 | 1.0679 | 1.0662 | 1.0645 | 1.0628 | 1.0611 | 1.0594 | 1.0577 | 1.056 | 1.0543 | 1.0526 | 1.0509 | 1.0492 | 1.0475 | 1.0458 | 1.0441 | 1.0424 | 1.0407 | 1.0391 | 1.0374 | 1.94 | 1.25 | 1.2466 | 1.229 | 1.2005 | 1.1691 | 1.1216 | 1.0781 | 1.0374
| 1.95 | 1.25 | 1.2495 | 1.2489 | 1.2484 | 1.2479 | 1.2473 | 1.2468 | 1.2454 | 1.244 | 1.2425 | 1.2411 | 1.2397 | 1.2383 | 1.2369 | 1.2354 | 1.234 | 1.2326 | 1.2312 | 1.2298 | 1.2274 | 1.2251 | 1.2228 | 1.2204 | 1.2181 | 1.2157 | 1.2134 | 1.2111 | 1.2087 | 1.2064 | 1.2041 | 1.2017 | 1.1991 | 1.1965 | 1.1939 | 1.1914 | 1.1888 | 1.1862 | 1.1836 | 1.181 | 1.1784 | 1.1758 | 1.1732 | 1.1706 | 1.1687 | 1.1667 | 1.1647 | 1.1628 | 1.1608 | 1.1589 | 1.1569 | 1.155 | 1.153 | 1.151 | 1.1491 | 1.1471 | 1.1452 | 1.1432 | 1.1412 | 1.1393 | 1.1373 | 1.1354 | 1.1334 | 1.1315 | 1.1295 | 1.1275 | 1.1256 | 1.1236 | 1.1218 | 1.12 | 1.1182 | 1.1164 | 1.1146 | 1.1128 | 1.111 | 1.1092 | 1.1074 | 1.1056 | 1.1038 | 1.102 | 1.1002 | 1.0984 | 1.0966 | 1.0948 | 1.093 | 1.0912 | 1.0894 | 1.0876 | 1.0858 | 1.084 | 1.0822 | 1.0804 | 1.0787 | 1.077 | 1.0753 | 1.0736 | 1.0719 | 1.0702 | 1.0685 | 1.0668 | 1.0651 | 1.0634 | 1.0617 | 1.06 | 1.0583 | 1.0567 | 1.055 | 1.0533 | 1.0516 | 1.0499 | 1.0482 | 1.0465 | 1.0448 | 1.0431 | 1.0414 | 1.0397 | 1.95 | 1.25 | 1.2468 | 1.2298 | 1.2017 | 1.1706 | 1.1236 | 1.0804 | 1.0397
| 1.96 | 1.25 | 1.2495 | 1.249 | 1.2485 | 1.248 | 1.2475 | 1.247 | 1.2456 | 1.2442 | 1.2429 | 1.2415 | 1.2401 | 1.2388 | 1.2374 | 1.236 | 1.2346 | 1.2333 | 1.2319 | 1.2305 | 1.2282 | 1.2259 | 1.2236 | 1.2213 | 1.219 | 1.2168 | 1.2145 | 1.2122 | 1.2099 | 1.2076 | 1.2053 | 1.203 | 1.2004 | 1.1979 | 1.1953 | 1.1927 | 1.1901 | 1.1876 | 1.185 | 1.1824 | 1.1799 | 1.1773 | 1.1747 | 1.1722 | 1.1702 | 1.1683 | 1.1663 | 1.1644 | 1.1625 | 1.1605 | 1.1586 | 1.1566 | 1.1547 | 1.1528 | 1.1508 | 1.1489 | 1.1469 | 1.145 | 1.1431 | 1.1411 | 1.1392 | 1.1372 | 1.1353 | 1.1334 | 1.1314 | 1.1295 | 1.1275 | 1.1256 | 1.1238 | 1.122 | 1.1202 | 1.1184 | 1.1167 | 1.1149 | 1.1131 | 1.1113 | 1.1095 | 1.1077 | 1.1059 | 1.1041 | 1.1024 | 1.1006 | 1.0988 | 1.097 | 1.0952 | 1.0934 | 1.0916 | 1.0898 | 1.088 | 1.0863 | 1.0845 | 1.0827 | 1.081 | 1.0793 | 1.0776 | 1.0759 | 1.0742 | 1.0725 | 1.0708 | 1.0691 | 1.0675 | 1.0658 | 1.0641 | 1.0624 | 1.0607 | 1.059 | 1.0573 | 1.0556 | 1.0539 | 1.0522 | 1.0505 | 1.0488 | 1.0472 | 1.0455 | 1.0438 | 1.0421 | 1.96 | 1.25 | 1.247 | 1.2305 | 1.203 | 1.1722 | 1.1256 | 1.0827 | 1.0421
| 1.97 | 1.25 | 1.2495 | 1.2491 | 1.2486 | 1.2481 | 1.2477 | 1.2472 | 1.2459 | 1.2445 | 1.2432 | 1.2419 | 1.2405 | 1.2392 | 1.2379 | 1.2366 | 1.2352 | 1.2339 | 1.2326 | 1.2313 | 1.229 | 1.2268 | 1.2245 | 1.2223 | 1.22 | 1.2178 | 1.2155 | 1.2133 | 1.211 | 1.2088 | 1.2065 | 1.2043 | 1.2017 | 1.1992 | 1.1966 | 1.1941 | 1.1915 | 1.189 | 1.1864 | 1.1839 | 1.1813 | 1.1788 | 1.1762 | 1.1737 | 1.1718 | 1.1699 | 1.1679 | 1.166 | 1.1641 | 1.1622 | 1.1602 | 1.1583 | 1.1564 | 1.1545 | 1.1526 | 1.1506 | 1.1487 | 1.1468 | 1.1449 | 1.143 | 1.141 | 1.1391 | 1.1372 | 1.1353 | 1.1333 | 1.1314 | 1.1295 | 1.1276 | 1.1258 | 1.124 | 1.1223 | 1.1205 | 1.1187 | 1.1169 | 1.1152 | 1.1134 | 1.1116 | 1.1098 | 1.1081 | 1.1063 | 1.1045 | 1.1027 | 1.101 | 1.0992 | 1.0974 | 1.0956 | 1.0939 | 1.0921 | 1.0903 | 1.0885 | 1.0868 | 1.085 | 1.0833 | 1.0816 | 1.0799 | 1.0782 | 1.0765 | 1.0748 | 1.0732 | 1.0715 | 1.0698 | 1.0681 | 1.0664 | 1.0647 | 1.063 | 1.0613 | 1.0596 | 1.058 | 1.0563 | 1.0546 | 1.0529 | 1.0512 | 1.0495 | 1.0478 | 1.0461 | 1.0444 | 1.97 | 1.25 | 1.2472 | 1.2313 | 1.2043 | 1.1737 | 1.1276 | 1.085 | 1.0444
| 1.98 | 1.25 | 1.2496 | 1.2491 | 1.2487 | 1.2482 | 1.2478 | 1.2474 | 1.2461 | 1.2448 | 1.2435 | 1.2423 | 1.241 | 1.2397 | 1.2384 | 1.2371 | 1.2358 | 1.2346 | 1.2333 | 1.232 | 1.2298 | 1.2276 | 1.2254 | 1.2232 | 1.221 | 1.2188 | 1.2166 | 1.2144 | 1.2122 | 1.2099 | 1.2077 | 1.2055 | 1.203 | 1.2005 | 1.198 | 1.1954 | 1.1929 | 1.1904 | 1.1879 | 1.1853 | 1.1828 | 1.1803 | 1.1778 | 1.1752 | 1.1733 | 1.1714 | 1.1695 | 1.1676 | 1.1657 | 1.1638 | 1.1619 | 1.16 | 1.1581 | 1.1562 | 1.1543 | 1.1524 | 1.1505 | 1.1486 | 1.1467 | 1.1448 | 1.1429 | 1.141 | 1.1391 | 1.1372 | 1.1353 | 1.1334 | 1.1315 | 1.1296 | 1.1278 | 1.126 | 1.1243 | 1.1225 | 1.1208 | 1.119 | 1.1172 | 1.1155 | 1.1137 | 1.1119 | 1.1102 | 1.1084 | 1.1067 | 1.1049 | 1.1031 | 1.1014 | 1.0996 | 1.0979 | 1.0961 | 1.0943 | 1.0926 | 1.0908 | 1.0891 | 1.0873 | 1.0856 | 1.0839 | 1.0822 | 1.0805 | 1.0789 | 1.0772 | 1.0755 | 1.0738 | 1.0721 | 1.0704 | 1.0687 | 1.067 | 1.0654 | 1.0637 | 1.062 | 1.0603 | 1.0586 | 1.0569 | 1.0552 | 1.0535 | 1.0519 | 1.0502 | 1.0485 | 1.0468 | 1.98 | 1.25 | 1.2474 | 1.232 | 1.2055 | 1.1752 | 1.1296 | 1.0873 | 1.0468
| 1.99 | 1.25 | 1.2496 | 1.2492 | 1.2488 | 1.2484 | 1.248 | 1.2476 | 1.2463 | 1.2451 | 1.2439 | 1.2426 | 1.2414 | 1.2402 | 1.2389 | 1.2377 | 1.2365 | 1.2352 | 1.234 | 1.2328 | 1.2306 | 1.2284 | 1.2263 | 1.2241 | 1.2219 | 1.2198 | 1.2176 | 1.2155 | 1.2133 | 1.2111 | 1.209 | 1.2068 | 1.2043 | 1.2018 | 1.1993 | 1.1968 | 1.1943 | 1.1918 | 1.1893 | 1.1868 | 1.1843 | 1.1818 | 1.1793 | 1.1768 | 1.1749 | 1.173 | 1.1711 | 1.1692 | 1.1673 | 1.1655 | 1.1636 | 1.1617 | 1.1598 | 1.1579 | 1.156 | 1.1542 | 1.1523 | 1.1504 | 1.1485 | 1.1466 | 1.1447 | 1.1428 | 1.141 | 1.1391 | 1.1372 | 1.1353 | 1.1334 | 1.1315 | 1.1298 | 1.128 | 1.1263 | 1.1245 | 1.1228 | 1.1211 | 1.1193 | 1.1176 | 1.1158 | 1.1141 | 1.1123 | 1.1106 | 1.1088 | 1.1071 | 1.1053 | 1.1036 | 1.1018 | 1.1001 | 1.0983 | 1.0966 | 1.0948 | 1.0931 | 1.0914 | 1.0896 | 1.0879 | 1.0862 | 1.0845 | 1.0829 | 1.0812 | 1.0795 | 1.0778 | 1.0761 | 1.0744 | 1.0728 | 1.0711 | 1.0694 | 1.0677 | 1.066 | 1.0643 | 1.0626 | 1.061 | 1.0593 | 1.0576 | 1.0559 | 1.0542 | 1.0525 | 1.0508 | 1.0492 | 1.99 | 1.25 | 1.2476 | 1.2328 | 1.2068 | 1.1768 | 1.1315 | 1.0896 | 1.0492
| 2 | 1.25 | 1.2496 | 1.2493 | 1.2489 | 1.2485 | 1.2481 | 1.2478 | 1.2466 | 1.2454 | 1.2442 | 1.243 | 1.2418 | 1.2406 | 1.2394 | 1.2383 | 1.2371 | 1.2359 | 1.2347 | 1.2335 | 1.2314 | 1.2293 | 1.2271 | 1.225 | 1.2229 | 1.2208 | 1.2187 | 1.2166 | 1.2144 | 1.2123 | 1.2102 | 1.2081 | 1.2056 | 1.2031 | 1.2006 | 1.1982 | 1.1957 | 1.1932 | 1.1907 | 1.1882 | 1.1857 | 1.1833 | 1.1808 | 1.1783 | 1.1764 | 1.1746 | 1.1727 | 1.1708 | 1.169 | 1.1671 | 1.1652 | 1.1634 | 1.1615 | 1.1596 | 1.1578 | 1.1559 | 1.154 | 1.1522 | 1.1503 | 1.1484 | 1.1466 | 1.1447 | 1.1428 | 1.141 | 1.1391 | 1.1372 | 1.1354 | 1.1335 | 1.1318 | 1.13 | 1.1283 | 1.1266 | 1.1248 | 1.1231 | 1.1214 | 1.1196 | 1.1179 | 1.1162 | 1.1144 | 1.1127 | 1.111 | 1.1092 | 1.1075 | 1.1058 | 1.104 | 1.1023 | 1.1006 | 1.0988 | 1.0971 | 1.0954 | 1.0936 | 1.0919 | 1.0902 | 1.0885 | 1.0869 | 1.0852 | 1.0835 | 1.0818 | 1.0801 | 1.0784 | 1.0768 | 1.0751 | 1.0734 | 1.0717 | 1.07 | 1.0683 | 1.0667 | 1.065 | 1.0633 | 1.0616 | 1.0599 | 1.0582 | 1.0566 | 1.0549 | 1.0532 | 1.0515 | 2 | 1.25 | 1.2478 | 1.2335 | 1.2081 | 1.1783 | 1.1335 | 1.0919 | 1.0515
| 2.01 | 1.25 | 1.2496 | 1.2493 | 1.2489 | 1.2485 | 1.2482 | 1.2478 | 1.2466 | 1.2454 | 1.2442 | 1.2431 | 1.2419 | 1.2407 | 1.2395 | 1.2384 | 1.2372 | 1.236 | 1.2348 | 1.2336 | 1.2315 | 1.2294 | 1.2273 | 1.2253 | 1.2232 | 1.2211 | 1.219 | 1.2169 | 1.2148 | 1.2127 | 1.2106 | 1.2085 | 1.206 | 1.2035 | 1.2011 | 1.1986 | 1.1961 | 1.1937 | 1.1912 | 1.1887 | 1.1863 | 1.1838 | 1.1814 | 1.1789 | 1.177 | 1.1752 | 1.1733 | 1.1715 | 1.1696 | 1.1677 | 1.1659 | 1.164 | 1.1622 | 1.1603 | 1.1585 | 1.1566 | 1.1547 | 1.1529 | 1.151 | 1.1492 | 1.1473 | 1.1455 | 1.1436 | 1.1418 | 1.1399 | 1.138 | 1.1362 | 1.1343 | 1.1326 | 1.1309 | 1.1291 | 1.1274 | 1.1257 | 1.124 | 1.1222 | 1.1205 | 1.1188 | 1.1171 | 1.1153 | 1.1136 | 1.1119 | 1.1102 | 1.1084 | 1.1067 | 1.105 | 1.1033 | 1.1015 | 1.0998 | 1.0981 | 1.0964 | 1.0946 | 1.0929 | 1.0912 | 1.0896 | 1.0879 | 1.0862 | 1.0845 | 1.0829 | 1.0812 | 1.0795 | 1.0778 | 1.0762 | 1.0745 | 1.0728 | 1.0711 | 1.0695 | 1.0678 | 1.0661 | 1.0644 | 1.0628 | 1.0611 | 1.0594 | 1.0578 | 1.0561 | 1.0544 | 1.0527 | 2.01 | 1.25 | 1.2478 | 1.2336 | 1.2085 | 1.1789 | 1.1343 | 1.0929 | 1.0527
| 2.02 | 1.25 | 1.2496 | 1.2493 | 1.2489 | 1.2485 | 1.2482 | 1.2478 | 1.2466 | 1.2455 | 1.2443 | 1.2431 | 1.242 | 1.2408 | 1.2396 | 1.2385 | 1.2373 | 1.2361 | 1.235 | 1.2338 | 1.2317 | 1.2296 | 1.2276 | 1.2255 | 1.2234 | 1.2213 | 1.2192 | 1.2172 | 1.2151 | 1.213 | 1.2109 | 1.2088 | 1.2064 | 1.2039 | 1.2015 | 1.1991 | 1.1966 | 1.1942 | 1.1917 | 1.1893 | 1.1868 | 1.1844 | 1.1819 | 1.1795 | 1.1776 | 1.1758 | 1.1739 | 1.1721 | 1.1702 | 1.1684 | 1.1665 | 1.1647 | 1.1628 | 1.161 | 1.1591 | 1.1573 | 1.1555 | 1.1536 | 1.1518 | 1.1499 | 1.1481 | 1.1462 | 1.1444 | 1.1425 | 1.1407 | 1.1388 | 1.137 | 1.1351 | 1.1334 | 1.1317 | 1.13 | 1.1283 | 1.1265 | 1.1248 | 1.1231 | 1.1214 | 1.1197 | 1.118 | 1.1162 | 1.1145 | 1.1128 | 1.1111 | 1.1094 | 1.1076 | 1.1059 | 1.1042 | 1.1025 | 1.1008 | 1.0991 | 1.0973 | 1.0956 | 1.0939 | 1.0922 | 1.0906 | 1.0889 | 1.0872 | 1.0856 | 1.0839 | 1.0823 | 1.0806 | 1.0789 | 1.0773 | 1.0756 | 1.0739 | 1.0723 | 1.0706 | 1.0689 | 1.0673 | 1.0656 | 1.0639 | 1.0623 | 1.0606 | 1.0589 | 1.0573 | 1.0556 | 1.0539 | 2.02 | 1.25 | 1.2478 | 1.2338 | 1.2088 | 1.1795 | 1.1351 | 1.0939 | 1.0539
| 2.03 | 1.25 | 1.2496 | 1.2493 | 1.2489 | 1.2486 | 1.2482 | 1.2478 | 1.2467 | 1.2455 | 1.2444 | 1.2432 | 1.242 | 1.2409 | 1.2397 | 1.2386 | 1.2374 | 1.2363 | 1.2351 | 1.2339 | 1.2319 | 1.2298 | 1.2278 | 1.2257 | 1.2236 | 1.2216 | 1.2195 | 1.2175 | 1.2154 | 1.2133 | 1.2113 | 1.2092 | 1.2068 | 1.2044 | 1.2019 | 1.1995 | 1.1971 | 1.1946 | 1.1922 | 1.1898 | 1.1873 | 1.1849 | 1.1825 | 1.1801 | 1.1782 | 1.1764 | 1.1745 | 1.1727 | 1.1709 | 1.169 | 1.1672 | 1.1653 | 1.1635 | 1.1617 | 1.1598 | 1.158 | 1.1562 | 1.1543 | 1.1525 | 1.1506 | 1.1488 | 1.147 | 1.1451 | 1.1433 | 1.1415 | 1.1396 | 1.1378 | 1.1359 | 1.1342 | 1.1325 | 1.1308 | 1.1291 | 1.1274 | 1.1257 | 1.124 | 1.1223 | 1.1206 | 1.1188 | 1.1171 | 1.1154 | 1.1137 | 1.112 | 1.1103 | 1.1086 | 1.1069 | 1.1052 | 1.1035 | 1.1017 | 1.1 | 1.0983 | 1.0966 | 1.0949 | 1.0932 | 1.0916 | 1.0899 | 1.0883 | 1.0866 | 1.085 | 1.0833 | 1.0817 | 1.08 | 1.0783 | 1.0767 | 1.075 | 1.0734 | 1.0717 | 1.0701 | 1.0684 | 1.0668 | 1.0651 | 1.0634 | 1.0618 | 1.0601 | 1.0585 | 1.0568 | 1.0552 | 2.03 | 1.25 | 1.2478 | 1.2339 | 1.2092 | 1.1801 | 1.1359 | 1.0949 | 1.0552
| 2.04 | 1.25 | 1.2496 | 1.2493 | 1.2489 | 1.2486 | 1.2482 | 1.2478 | 1.2467 | 1.2456 | 1.2444 | 1.2433 | 1.2421 | 1.241 | 1.2398 | 1.2387 | 1.2375 | 1.2364 | 1.2352 | 1.2341 | 1.232 | 1.23 | 1.228 | 1.2259 | 1.2239 | 1.2218 | 1.2198 | 1.2178 | 1.2157 | 1.2137 | 1.2116 | 1.2096 | 1.2072 | 1.2048 | 1.2024 | 1.1999 | 1.1975 | 1.1951 | 1.1927 | 1.1903 | 1.1879 | 1.1855 | 1.183 | 1.1806 | 1.1788 | 1.177 | 1.1752 | 1.1733 | 1.1715 | 1.1697 | 1.1678 | 1.166 | 1.1642 | 1.1623 | 1.1605 | 1.1587 | 1.1569 | 1.155 | 1.1532 | 1.1514 | 1.1495 | 1.1477 | 1.1459 | 1.1441 | 1.1422 | 1.1404 | 1.1386 | 1.1367 | 1.135 | 1.1333 | 1.1316 | 1.1299 | 1.1282 | 1.1265 | 1.1248 | 1.1231 | 1.1214 | 1.1197 | 1.118 | 1.1163 | 1.1146 | 1.1129 | 1.1112 | 1.1095 | 1.1078 | 1.1061 | 1.1044 | 1.1027 | 1.101 | 1.0993 | 1.0976 | 1.0959 | 1.0943 | 1.0926 | 1.091 | 1.0893 | 1.0877 | 1.086 | 1.0844 | 1.0827 | 1.0811 | 1.0794 | 1.0778 | 1.0761 | 1.0745 | 1.0728 | 1.0712 | 1.0695 | 1.0679 | 1.0663 | 1.0646 | 1.063 | 1.0613 | 1.0597 | 1.058 | 1.0564 | 2.04 | 1.25 | 1.2478 | 1.2341 | 1.2096 | 1.1806 | 1.1367 | 1.0959 | 1.0564
| 2.05 | 1.25 | 1.2496 | 1.2493 | 1.2489 | 1.2486 | 1.2482 | 1.2479 | 1.2467 | 1.2456 | 1.2445 | 1.2433 | 1.2422 | 1.2411 | 1.2399 | 1.2388 | 1.2376 | 1.2365 | 1.2354 | 1.2342 | 1.2322 | 1.2302 | 1.2282 | 1.2261 | 1.2241 | 1.2221 | 1.2201 | 1.2181 | 1.216 | 1.214 | 1.212 | 1.21 | 1.2076 | 1.2052 | 1.2028 | 1.2004 | 1.198 | 1.1956 | 1.1932 | 1.1908 | 1.1884 | 1.186 | 1.1836 | 1.1812 | 1.1794 | 1.1776 | 1.1758 | 1.1739 | 1.1721 | 1.1703 | 1.1685 | 1.1667 | 1.1648 | 1.163 | 1.1612 | 1.1594 | 1.1576 | 1.1557 | 1.1539 | 1.1521 | 1.1503 | 1.1485 | 1.1467 | 1.1448 | 1.143 | 1.1412 | 1.1394 | 1.1376 | 1.1359 | 1.1342 | 1.1325 | 1.1308 | 1.1291 | 1.1274 | 1.1257 | 1.124 | 1.1223 | 1.1206 | 1.1189 | 1.1172 | 1.1155 | 1.1138 | 1.1121 | 1.1104 | 1.1088 | 1.1071 | 1.1054 | 1.1037 | 1.102 | 1.1003 | 1.0986 | 1.0969 | 1.0953 | 1.0936 | 1.092 | 1.0903 | 1.0887 | 1.0871 | 1.0854 | 1.0838 | 1.0822 | 1.0805 | 1.0789 | 1.0772 | 1.0756 | 1.074 | 1.0723 | 1.0707 | 1.0691 | 1.0674 | 1.0658 | 1.0641 | 1.0625 | 1.0609 | 1.0592 | 1.0576 | 2.05 | 1.25 | 1.2479 | 1.2342 | 1.21 | 1.1812 | 1.1376 | 1.0969 | 1.0576
| 2.06 | 1.25 | 1.2496 | 1.2493 | 1.2489 | 1.2486 | 1.2482 | 1.2479 | 1.2468 | 1.2456 | 1.2445 | 1.2434 | 1.2423 | 1.2411 | 1.24 | 1.2389 | 1.2378 | 1.2366 | 1.2355 | 1.2344 | 1.2324 | 1.2304 | 1.2284 | 1.2264 | 1.2244 | 1.2224 | 1.2204 | 1.2184 | 1.2164 | 1.2144 | 1.2124 | 1.2104 | 1.208 | 1.2056 | 1.2032 | 1.2008 | 1.1985 | 1.1961 | 1.1937 | 1.1913 | 1.1889 | 1.1866 | 1.1842 | 1.1818 | 1.18 | 1.1782 | 1.1764 | 1.1746 | 1.1728 | 1.1709 | 1.1691 | 1.1673 | 1.1655 | 1.1637 | 1.1619 | 1.1601 | 1.1583 | 1.1565 | 1.1547 | 1.1528 | 1.151 | 1.1492 | 1.1474 | 1.1456 | 1.1438 | 1.142 | 1.1402 | 1.1384 | 1.1367 | 1.135 | 1.1333 | 1.1316 | 1.1299 | 1.1282 | 1.1266 | 1.1249 | 1.1232 | 1.1215 | 1.1198 | 1.1181 | 1.1164 | 1.1148 | 1.1131 | 1.1114 | 1.1097 | 1.108 | 1.1063 | 1.1046 | 1.1029 | 1.1013 | 1.0996 | 1.0979 | 1.0963 | 1.0946 | 1.093 | 1.0914 | 1.0897 | 1.0881 | 1.0865 | 1.0849 | 1.0832 | 1.0816 | 1.08 | 1.0783 | 1.0767 | 1.0751 | 1.0735 | 1.0718 | 1.0702 | 1.0686 | 1.0669 | 1.0653 | 1.0637 | 1.0621 | 1.0604 | 1.0588 | 2.06 | 1.25 | 1.2479 | 1.2344 | 1.2104 | 1.1818 | 1.1384 | 1.0979 | 1.0588
| 2.07 | 1.25 | 1.2497 | 1.2493 | 1.249 | 1.2486 | 1.2483 | 1.2479 | 1.2468 | 1.2457 | 1.2446 | 1.2435 | 1.2423 | 1.2412 | 1.2401 | 1.239 | 1.2379 | 1.2368 | 1.2356 | 1.2345 | 1.2325 | 1.2306 | 1.2286 | 1.2266 | 1.2246 | 1.2226 | 1.2206 | 1.2187 | 1.2167 | 1.2147 | 1.2127 | 1.2107 | 1.2084 | 1.206 | 1.2037 | 1.2013 | 1.1989 | 1.1966 | 1.1942 | 1.1918 | 1.1895 | 1.1871 | 1.1847 | 1.1824 | 1.1806 | 1.1788 | 1.177 | 1.1752 | 1.1734 | 1.1716 | 1.1698 | 1.168 | 1.1662 | 1.1644 | 1.1626 | 1.1608 | 1.159 | 1.1572 | 1.1554 | 1.1536 | 1.1518 | 1.15 | 1.1482 | 1.1464 | 1.1446 | 1.1428 | 1.141 | 1.1392 | 1.1375 | 1.1358 | 1.1341 | 1.1325 | 1.1308 | 1.1291 | 1.1274 | 1.1257 | 1.1241 | 1.1224 | 1.1207 | 1.119 | 1.1174 | 1.1157 | 1.114 | 1.1123 | 1.1106 | 1.109 | 1.1073 | 1.1056 | 1.1039 | 1.1022 | 1.1006 | 1.0989 | 1.0973 | 1.0956 | 1.094 | 1.0924 | 1.0908 | 1.0892 | 1.0876 | 1.0859 | 1.0843 | 1.0827 | 1.0811 | 1.0795 | 1.0778 | 1.0762 | 1.0746 | 1.073 | 1.0714 | 1.0697 | 1.0681 | 1.0665 | 1.0649 | 1.0633 | 1.0616 | 1.06 | 2.07 | 1.25 | 1.2479 | 1.2345 | 1.2107 | 1.1824 | 1.1392 | 1.0989 | 1.06
| 2.08 | 1.25 | 1.2497 | 1.2493 | 1.249 | 1.2486 | 1.2483 | 1.2479 | 1.2468 | 1.2457 | 1.2446 | 1.2435 | 1.2424 | 1.2413 | 1.2402 | 1.2391 | 1.238 | 1.2369 | 1.2358 | 1.2347 | 1.2327 | 1.2307 | 1.2288 | 1.2268 | 1.2249 | 1.2229 | 1.2209 | 1.219 | 1.217 | 1.215 | 1.2131 | 1.2111 | 1.2088 | 1.2064 | 1.2041 | 1.2017 | 1.1994 | 1.197 | 1.1947 | 1.1924 | 1.19 | 1.1877 | 1.1853 | 1.183 | 1.1812 | 1.1794 | 1.1776 | 1.1758 | 1.174 | 1.1722 | 1.1704 | 1.1686 | 1.1668 | 1.1651 | 1.1633 | 1.1615 | 1.1597 | 1.1579 | 1.1561 | 1.1543 | 1.1525 | 1.1507 | 1.1489 | 1.1471 | 1.1454 | 1.1436 | 1.1418 | 1.14 | 1.1383 | 1.1366 | 1.135 | 1.1333 | 1.1316 | 1.13 | 1.1283 | 1.1266 | 1.1249 | 1.1233 | 1.1216 | 1.1199 | 1.1183 | 1.1166 | 1.1149 | 1.1132 | 1.1116 | 1.1099 | 1.1082 | 1.1066 | 1.1049 | 1.1032 | 1.1016 | 1.0999 | 1.0983 | 1.0967 | 1.0951 | 1.0934 | 1.0918 | 1.0902 | 1.0886 | 1.087 | 1.0854 | 1.0838 | 1.0822 | 1.0806 | 1.079 | 1.0773 | 1.0757 | 1.0741 | 1.0725 | 1.0709 | 1.0693 | 1.0677 | 1.0661 | 1.0645 | 1.0628 | 1.0612 | 2.08 | 1.25 | 1.2479 | 1.2347 | 1.2111 | 1.183 | 1.14 | 1.0999 | 1.0612
| 2.09 | 1.25 | 1.2497 | 1.2493 | 1.249 | 1.2486 | 1.2483 | 1.248 | 1.2469 | 1.2458 | 1.2447 | 1.2436 | 1.2425 | 1.2414 | 1.2403 | 1.2392 | 1.2381 | 1.237 | 1.2359 | 1.2348 | 1.2329 | 1.2309 | 1.229 | 1.227 | 1.2251 | 1.2232 | 1.2212 | 1.2193 | 1.2173 | 1.2154 | 1.2134 | 1.2115 | 1.2092 | 1.2068 | 1.2045 | 1.2022 | 1.1999 | 1.1975 | 1.1952 | 1.1929 | 1.1905 | 1.1882 | 1.1859 | 1.1836 | 1.1818 | 1.18 | 1.1782 | 1.1764 | 1.1746 | 1.1729 | 1.1711 | 1.1693 | 1.1675 | 1.1657 | 1.164 | 1.1622 | 1.1604 | 1.1586 | 1.1568 | 1.155 | 1.1533 | 1.1515 | 1.1497 | 1.1479 | 1.1461 | 1.1444 | 1.1426 | 1.1408 | 1.1391 | 1.1375 | 1.1358 | 1.1341 | 1.1325 | 1.1308 | 1.1291 | 1.1275 | 1.1258 | 1.1242 | 1.1225 | 1.1208 | 1.1192 | 1.1175 | 1.1158 | 1.1142 | 1.1125 | 1.1109 | 1.1092 | 1.1075 | 1.1059 | 1.1042 | 1.1025 | 1.1009 | 1.0993 | 1.0977 | 1.0961 | 1.0945 | 1.0929 | 1.0913 | 1.0897 | 1.0881 | 1.0865 | 1.0849 | 1.0833 | 1.0817 | 1.0801 | 1.0785 | 1.0769 | 1.0753 | 1.0737 | 1.0721 | 1.0705 | 1.0689 | 1.0673 | 1.0657 | 1.0641 | 1.0625 | 2.09 | 1.25 | 1.248 | 1.2348 | 1.2115 | 1.1836 | 1.1408 | 1.1009 | 1.0625
| 2.1 | 1.25 | 1.2497 | 1.2493 | 1.249 | 1.2487 | 1.2483 | 1.248 | 1.2469 | 1.2458 | 1.2447 | 1.2436 | 1.2426 | 1.2415 | 1.2404 | 1.2393 | 1.2382 | 1.2371 | 1.236 | 1.235 | 1.233 | 1.2311 | 1.2292 | 1.2273 | 1.2253 | 1.2234 | 1.2215 | 1.2196 | 1.2176 | 1.2157 | 1.2138 | 1.2119 | 1.2096 | 1.2073 | 1.2049 | 1.2026 | 1.2003 | 1.198 | 1.1957 | 1.1934 | 1.1911 | 1.1888 | 1.1864 | 1.1841 | 1.1824 | 1.1806 | 1.1788 | 1.177 | 1.1753 | 1.1735 | 1.1717 | 1.17 | 1.1682 | 1.1664 | 1.1646 | 1.1629 | 1.1611 | 1.1593 | 1.1575 | 1.1558 | 1.154 | 1.1522 | 1.1505 | 1.1487 | 1.1469 | 1.1451 | 1.1434 | 1.1416 | 1.1399 | 1.1383 | 1.1366 | 1.135 | 1.1333 | 1.1317 | 1.13 | 1.1284 | 1.1267 | 1.125 | 1.1234 | 1.1217 | 1.1201 | 1.1184 | 1.1168 | 1.1151 | 1.1135 | 1.1118 | 1.1102 | 1.1085 | 1.1068 | 1.1052 | 1.1035 | 1.1019 | 1.1003 | 1.0987 | 1.0971 | 1.0955 | 1.0939 | 1.0923 | 1.0907 | 1.0891 | 1.0875 | 1.086 | 1.0844 | 1.0828 | 1.0812 | 1.0796 | 1.078 | 1.0764 | 1.0748 | 1.0732 | 1.0716 | 1.07 | 1.0684 | 1.0669 | 1.0653 | 1.0637 | 2.1 | 1.25 | 1.248 | 1.235 | 1.2119 | 1.1841 | 1.1416 | 1.1019 | 1.0637
| 2.11 | 1.25 | 1.2497 | 1.2493 | 1.249 | 1.2487 | 1.2483 | 1.248 | 1.2469 | 1.2459 | 1.2448 | 1.2437 | 1.2426 | 1.2416 | 1.2405 | 1.2394 | 1.2383 | 1.2373 | 1.2362 | 1.2351 | 1.2332 | 1.2313 | 1.2294 | 1.2275 | 1.2256 | 1.2237 | 1.2218 | 1.2199 | 1.218 | 1.2161 | 1.2142 | 1.2123 | 1.21 | 1.2077 | 1.2054 | 1.2031 | 1.2008 | 1.1985 | 1.1962 | 1.1939 | 1.1916 | 1.1893 | 1.187 | 1.1847 | 1.183 | 1.1812 | 1.1794 | 1.1777 | 1.1759 | 1.1741 | 1.1724 | 1.1706 | 1.1688 | 1.1671 | 1.1653 | 1.1636 | 1.1618 | 1.16 | 1.1583 | 1.1565 | 1.1547 | 1.153 | 1.1512 | 1.1495 | 1.1477 | 1.1459 | 1.1442 | 1.1424 | 1.1408 | 1.1391 | 1.1375 | 1.1358 | 1.1342 | 1.1325 | 1.1309 | 1.1292 | 1.1276 | 1.1259 | 1.1243 | 1.1226 | 1.121 | 1.1193 | 1.1177 | 1.116 | 1.1144 | 1.1128 | 1.1111 | 1.1095 | 1.1078 | 1.1062 | 1.1045 | 1.1029 | 1.1013 | 1.0997 | 1.0981 | 1.0965 | 1.095 | 1.0934 | 1.0918 | 1.0902 | 1.0886 | 1.087 | 1.0855 | 1.0839 | 1.0823 | 1.0807 | 1.0791 | 1.0775 | 1.076 | 1.0744 | 1.0728 | 1.0712 | 1.0696 | 1.068 | 1.0665 | 1.0649 | 2.11 | 1.25 | 1.248 | 1.2351 | 1.2123 | 1.1847 | 1.1424 | 1.1029 | 1.0649
| 2.12 | 1.25 | 1.2497 | 1.2493 | 1.249 | 1.2487 | 1.2484 | 1.248 | 1.247 | 1.2459 | 1.2448 | 1.2438 | 1.2427 | 1.2416 | 1.2406 | 1.2395 | 1.2384 | 1.2374 | 1.2363 | 1.2353 | 1.2334 | 1.2315 | 1.2296 | 1.2277 | 1.2258 | 1.2239 | 1.2221 | 1.2202 | 1.2183 | 1.2164 | 1.2145 | 1.2126 | 1.2104 | 1.2081 | 1.2058 | 1.2035 | 1.2012 | 1.199 | 1.1967 | 1.1944 | 1.1921 | 1.1899 | 1.1876 | 1.1853 | 1.1835 | 1.1818 | 1.18 | 1.1783 | 1.1765 | 1.1748 | 1.173 | 1.1713 | 1.1695 | 1.1678 | 1.166 | 1.1643 | 1.1625 | 1.1607 | 1.159 | 1.1572 | 1.1555 | 1.1537 | 1.152 | 1.1502 | 1.1485 | 1.1467 | 1.145 | 1.1432 | 1.1416 | 1.1399 | 1.1383 | 1.1367 | 1.135 | 1.1334 | 1.1317 | 1.1301 | 1.1285 | 1.1268 | 1.1252 | 1.1235 | 1.1219 | 1.1203 | 1.1186 | 1.117 | 1.1153 | 1.1137 | 1.1121 | 1.1104 | 1.1088 | 1.1071 | 1.1055 | 1.1039 | 1.1023 | 1.1007 | 1.0991 | 1.0976 | 1.096 | 1.0944 | 1.0929 | 1.0913 | 1.0897 | 1.0881 | 1.0866 | 1.085 | 1.0834 | 1.0818 | 1.0803 | 1.0787 | 1.0771 | 1.0755 | 1.074 | 1.0724 | 1.0708 | 1.0692 | 1.0677 | 1.0661 | 2.12 | 1.25 | 1.248 | 1.2353 | 1.2126 | 1.1853 | 1.1432 | 1.1039 | 1.0661
| 2.13 | 1.25 | 1.2497 | 1.2494 | 1.249 | 1.2487 | 1.2484 | 1.2481 | 1.247 | 1.2459 | 1.2449 | 1.2438 | 1.2428 | 1.2417 | 1.2407 | 1.2396 | 1.2386 | 1.2375 | 1.2365 | 1.2354 | 1.2335 | 1.2317 | 1.2298 | 1.2279 | 1.2261 | 1.2242 | 1.2223 | 1.2205 | 1.2186 | 1.2167 | 1.2149 | 1.213 | 1.2108 | 1.2085 | 1.2062 | 1.204 | 1.2017 | 1.1994 | 1.1972 | 1.1949 | 1.1927 | 1.1904 | 1.1881 | 1.1859 | 1.1841 | 1.1824 | 1.1806 | 1.1789 | 1.1772 | 1.1754 | 1.1737 | 1.1719 | 1.1702 | 1.1684 | 1.1667 | 1.165 | 1.1632 | 1.1615 | 1.1597 | 1.158 | 1.1562 | 1.1545 | 1.1527 | 1.151 | 1.1493 | 1.1475 | 1.1458 | 1.144 | 1.1424 | 1.1408 | 1.1391 | 1.1375 | 1.1359 | 1.1342 | 1.1326 | 1.131 | 1.1293 | 1.1277 | 1.1261 | 1.1244 | 1.1228 | 1.1212 | 1.1195 | 1.1179 | 1.1163 | 1.1147 | 1.113 | 1.1114 | 1.1098 | 1.1081 | 1.1065 | 1.1049 | 1.1033 | 1.1017 | 1.1002 | 1.0986 | 1.097 | 1.0955 | 1.0939 | 1.0923 | 1.0908 | 1.0892 | 1.0877 | 1.0861 | 1.0845 | 1.083 | 1.0814 | 1.0798 | 1.0783 | 1.0767 | 1.0751 | 1.0736 | 1.072 | 1.0704 | 1.0689 | 1.0673 | 2.13 | 1.25 | 1.2481 | 1.2354 | 1.213 | 1.1859 | 1.144 | 1.1049 | 1.0673
| 2.14 | 1.25 | 1.2497 | 1.2494 | 1.249 | 1.2487 | 1.2484 | 1.2481 | 1.247 | 1.246 | 1.2449 | 1.2439 | 1.2429 | 1.2418 | 1.2408 | 1.2397 | 1.2387 | 1.2376 | 1.2366 | 1.2355 | 1.2337 | 1.2319 | 1.23 | 1.2282 | 1.2263 | 1.2245 | 1.2226 | 1.2208 | 1.2189 | 1.2171 | 1.2152 | 1.2134 | 1.2112 | 1.2089 | 1.2067 | 1.2044 | 1.2022 | 1.1999 | 1.1977 | 1.1954 | 1.1932 | 1.191 | 1.1887 | 1.1865 | 1.1847 | 1.183 | 1.1813 | 1.1795 | 1.1778 | 1.1761 | 1.1743 | 1.1726 | 1.1709 | 1.1691 | 1.1674 | 1.1656 | 1.1639 | 1.1622 | 1.1604 | 1.1587 | 1.157 | 1.1552 | 1.1535 | 1.1518 | 1.15 | 1.1483 | 1.1466 | 1.1448 | 1.1432 | 1.1416 | 1.14 | 1.1383 | 1.1367 | 1.1351 | 1.1335 | 1.1318 | 1.1302 | 1.1286 | 1.127 | 1.1253 | 1.1237 | 1.1221 | 1.1205 | 1.1189 | 1.1172 | 1.1156 | 1.114 | 1.1124 | 1.1107 | 1.1091 | 1.1075 | 1.1059 | 1.1043 | 1.1028 | 1.1012 | 1.0996 | 1.0981 | 1.0965 | 1.095 | 1.0934 | 1.0919 | 1.0903 | 1.0888 | 1.0872 | 1.0856 | 1.0841 | 1.0825 | 1.081 | 1.0794 | 1.0779 | 1.0763 | 1.0748 | 1.0732 | 1.0716 | 1.0701 | 1.0685 | 2.14 | 1.25 | 1.2481 | 1.2355 | 1.2134 | 1.1865 | 1.1448 | 1.1059 | 1.0685
| 2.15 | 1.25 | 1.2497 | 1.2494 | 1.249 | 1.2487 | 1.2484 | 1.2481 | 1.2471 | 1.246 | 1.245 | 1.244 | 1.2429 | 1.2419 | 1.2409 | 1.2398 | 1.2388 | 1.2378 | 1.2367 | 1.2357 | 1.2339 | 1.232 | 1.2302 | 1.2284 | 1.2266 | 1.2247 | 1.2229 | 1.2211 | 1.2193 | 1.2174 | 1.2156 | 1.2138 | 1.2115 | 1.2093 | 1.2071 | 1.2049 | 1.2026 | 1.2004 | 1.1982 | 1.196 | 1.1937 | 1.1915 | 1.1893 | 1.187 | 1.1853 | 1.1836 | 1.1819 | 1.1801 | 1.1784 | 1.1767 | 1.175 | 1.1732 | 1.1715 | 1.1698 | 1.1681 | 1.1663 | 1.1646 | 1.1629 | 1.1612 | 1.1594 | 1.1577 | 1.156 | 1.1543 | 1.1525 | 1.1508 | 1.1491 | 1.1474 | 1.1456 | 1.144 | 1.1424 | 1.1408 | 1.1392 | 1.1376 | 1.1359 | 1.1343 | 1.1327 | 1.1311 | 1.1295 | 1.1279 | 1.1262 | 1.1246 | 1.123 | 1.1214 | 1.1198 | 1.1182 | 1.1166 | 1.1149 | 1.1133 | 1.1117 | 1.1101 | 1.1085 | 1.1069 | 1.1053 | 1.1038 | 1.1022 | 1.1007 | 1.0991 | 1.0976 | 1.096 | 1.0945 | 1.0929 | 1.0914 | 1.0898 | 1.0883 | 1.0868 | 1.0852 | 1.0837 | 1.0821 | 1.0806 | 1.079 | 1.0775 | 1.0759 | 1.0744 | 1.0728 | 1.0713 | 1.0697 | 2.15 | 1.25 | 1.2481 | 1.2357 | 1.2138 | 1.187 | 1.1456 | 1.1069 | 1.0697
| 2.16 | 1.25 | 1.2497 | 1.2494 | 1.2491 | 1.2487 | 1.2484 | 1.2481 | 1.2471 | 1.2461 | 1.245 | 1.244 | 1.243 | 1.242 | 1.241 | 1.2399 | 1.2389 | 1.2379 | 1.2369 | 1.2358 | 1.234 | 1.2322 | 1.2304 | 1.2286 | 1.2268 | 1.225 | 1.2232 | 1.2214 | 1.2196 | 1.2178 | 1.216 | 1.2142 | 1.2119 | 1.2097 | 1.2075 | 1.2053 | 1.2031 | 1.2009 | 1.1987 | 1.1965 | 1.1943 | 1.1921 | 1.1898 | 1.1876 | 1.1859 | 1.1842 | 1.1825 | 1.1808 | 1.1791 | 1.1773 | 1.1756 | 1.1739 | 1.1722 | 1.1705 | 1.1688 | 1.167 | 1.1653 | 1.1636 | 1.1619 | 1.1602 | 1.1585 | 1.1567 | 1.155 | 1.1533 | 1.1516 | 1.1499 | 1.1482 | 1.1464 | 1.1448 | 1.1432 | 1.1416 | 1.14 | 1.1384 | 1.1368 | 1.1352 | 1.1336 | 1.132 | 1.1304 | 1.1288 | 1.1271 | 1.1255 | 1.1239 | 1.1223 | 1.1207 | 1.1191 | 1.1175 | 1.1159 | 1.1143 | 1.1127 | 1.1111 | 1.1095 | 1.1079 | 1.1063 | 1.1048 | 1.1032 | 1.1017 | 1.1002 | 1.0986 | 1.0971 | 1.0956 | 1.094 | 1.0925 | 1.0909 | 1.0894 | 1.0879 | 1.0863 | 1.0848 | 1.0833 | 1.0817 | 1.0802 | 1.0786 | 1.0771 | 1.0756 | 1.074 | 1.0725 | 1.071 | 2.16 | 1.25 | 1.2481 | 1.2358 | 1.2142 | 1.1876 | 1.1464 | 1.1079 | 1.071
| 2.17 | 1.25 | 1.2497 | 1.2494 | 1.2491 | 1.2488 | 1.2485 | 1.2481 | 1.2471 | 1.2461 | 1.2451 | 1.2441 | 1.2431 | 1.2421 | 1.241 | 1.24 | 1.239 | 1.238 | 1.237 | 1.236 | 1.2342 | 1.2324 | 1.2306 | 1.2288 | 1.227 | 1.2253 | 1.2235 | 1.2217 | 1.2199 | 1.2181 | 1.2163 | 1.2145 | 1.2123 | 1.2101 | 1.208 | 1.2058 | 1.2036 | 1.2014 | 1.1992 | 1.197 | 1.1948 | 1.1926 | 1.1904 | 1.1882 | 1.1865 | 1.1848 | 1.1831 | 1.1814 | 1.1797 | 1.178 | 1.1763 | 1.1746 | 1.1729 | 1.1711 | 1.1694 | 1.1677 | 1.166 | 1.1643 | 1.1626 | 1.1609 | 1.1592 | 1.1575 | 1.1558 | 1.1541 | 1.1524 | 1.1507 | 1.149 | 1.1472 | 1.1456 | 1.144 | 1.1424 | 1.1408 | 1.1393 | 1.1377 | 1.1361 | 1.1345 | 1.1329 | 1.1313 | 1.1297 | 1.1281 | 1.1265 | 1.1249 | 1.1233 | 1.1217 | 1.1201 | 1.1185 | 1.1169 | 1.1153 | 1.1137 | 1.1121 | 1.1105 | 1.1089 | 1.1073 | 1.1058 | 1.1043 | 1.1027 | 1.1012 | 1.0997 | 1.0982 | 1.0966 | 1.0951 | 1.0936 | 1.092 | 1.0905 | 1.089 | 1.0875 | 1.0859 | 1.0844 | 1.0829 | 1.0813 | 1.0798 | 1.0783 | 1.0768 | 1.0752 | 1.0737 | 1.0722 | 2.17 | 1.25 | 1.2481 | 1.236 | 1.2145 | 1.1882 | 1.1472 | 1.1089 | 1.0722
| 2.18 | 1.25 | 1.2497 | 1.2494 | 1.2491 | 1.2488 | 1.2485 | 1.2482 | 1.2472 | 1.2462 | 1.2452 | 1.2442 | 1.2431 | 1.2421 | 1.2411 | 1.2401 | 1.2391 | 1.2381 | 1.2371 | 1.2361 | 1.2344 | 1.2326 | 1.2308 | 1.2291 | 1.2273 | 1.2255 | 1.2238 | 1.222 | 1.2202 | 1.2185 | 1.2167 | 1.2149 | 1.2127 | 1.2106 | 1.2084 | 1.2062 | 1.204 | 1.2019 | 1.1997 | 1.1975 | 1.1953 | 1.1932 | 1.191 | 1.1888 | 1.1871 | 1.1854 | 1.1837 | 1.182 | 1.1803 | 1.1786 | 1.1769 | 1.1752 | 1.1735 | 1.1718 | 1.1701 | 1.1684 | 1.1667 | 1.165 | 1.1633 | 1.1616 | 1.1599 | 1.1582 | 1.1565 | 1.1548 | 1.1532 | 1.1515 | 1.1498 | 1.1481 | 1.1465 | 1.1449 | 1.1433 | 1.1417 | 1.1401 | 1.1385 | 1.1369 | 1.1353 | 1.1337 | 1.1321 | 1.1305 | 1.129 | 1.1274 | 1.1258 | 1.1242 | 1.1226 | 1.121 | 1.1194 | 1.1178 | 1.1162 | 1.1146 | 1.113 | 1.1114 | 1.1098 | 1.1083 | 1.1068 | 1.1053 | 1.1038 | 1.1023 | 1.1007 | 1.0992 | 1.0977 | 1.0962 | 1.0947 | 1.0931 | 1.0916 | 1.0901 | 1.0886 | 1.0871 | 1.0855 | 1.084 | 1.0825 | 1.081 | 1.0795 | 1.0779 | 1.0764 | 1.0749 | 1.0734 | 2.18 | 1.25 | 1.2482 | 1.2361 | 1.2149 | 1.1888 | 1.1481 | 1.1098 | 1.0734
| 2.19 | 1.25 | 1.2497 | 1.2494 | 1.2491 | 1.2488 | 1.2485 | 1.2482 | 1.2472 | 1.2462 | 1.2452 | 1.2442 | 1.2432 | 1.2422 | 1.2412 | 1.2402 | 1.2393 | 1.2383 | 1.2373 | 1.2363 | 1.2345 | 1.2328 | 1.231 | 1.2293 | 1.2275 | 1.2258 | 1.224 | 1.2223 | 1.2205 | 1.2188 | 1.217 | 1.2153 | 1.2131 | 1.211 | 1.2088 | 1.2067 | 1.2045 | 1.2023 | 1.2002 | 1.198 | 1.1959 | 1.1937 | 1.1915 | 1.1894 | 1.1877 | 1.186 | 1.1843 | 1.1826 | 1.1809 | 1.1793 | 1.1776 | 1.1759 | 1.1742 | 1.1725 | 1.1708 | 1.1691 | 1.1674 | 1.1657 | 1.1641 | 1.1624 | 1.1607 | 1.159 | 1.1573 | 1.1556 | 1.1539 | 1.1522 | 1.1506 | 1.1489 | 1.1473 | 1.1457 | 1.1441 | 1.1425 | 1.1409 | 1.1394 | 1.1378 | 1.1362 | 1.1346 | 1.133 | 1.1314 | 1.1299 | 1.1283 | 1.1267 | 1.1251 | 1.1235 | 1.1219 | 1.1203 | 1.1188 | 1.1172 | 1.1156 | 1.114 | 1.1124 | 1.1108 | 1.1093 | 1.1078 | 1.1063 | 1.1048 | 1.1033 | 1.1018 | 1.1003 | 1.0988 | 1.0973 | 1.0957 | 1.0942 | 1.0927 | 1.0912 | 1.0897 | 1.0882 | 1.0867 | 1.0852 | 1.0837 | 1.0822 | 1.0806 | 1.0791 | 1.0776 | 1.0761 | 1.0746 | 2.19 | 1.25 | 1.2482 | 1.2363 | 1.2153 | 1.1894 | 1.1489 | 1.1108 | 1.0746
| 2.2 | 1.25 | 1.2497 | 1.2494 | 1.2491 | 1.2488 | 1.2485 | 1.2482 | 1.2472 | 1.2462 | 1.2453 | 1.2443 | 1.2433 | 1.2423 | 1.2413 | 1.2404 | 1.2394 | 1.2384 | 1.2374 | 1.2364 | 1.2347 | 1.233 | 1.2312 | 1.2295 | 1.2278 | 1.226 | 1.2243 | 1.2226 | 1.2209 | 1.2191 | 1.2174 | 1.2157 | 1.2135 | 1.2114 | 1.2092 | 1.2071 | 1.205 | 1.2028 | 1.2007 | 1.1985 | 1.1964 | 1.1942 | 1.1921 | 1.19 | 1.1883 | 1.1866 | 1.1849 | 1.1832 | 1.1816 | 1.1799 | 1.1782 | 1.1765 | 1.1749 | 1.1732 | 1.1715 | 1.1698 | 1.1681 | 1.1665 | 1.1648 | 1.1631 | 1.1614 | 1.1597 | 1.1581 | 1.1564 | 1.1547 | 1.153 | 1.1514 | 1.1497 | 1.1481 | 1.1465 | 1.1449 | 1.1434 | 1.1418 | 1.1402 | 1.1386 | 1.1371 | 1.1355 | 1.1339 | 1.1323 | 1.1308 | 1.1292 | 1.1276 | 1.126 | 1.1245 | 1.1229 | 1.1213 | 1.1197 | 1.1181 | 1.1166 | 1.115 | 1.1134 | 1.1118 | 1.1103 | 1.1088 | 1.1073 | 1.1058 | 1.1043 | 1.1028 | 1.1013 | 1.0998 | 1.0983 | 1.0968 | 1.0953 | 1.0938 | 1.0923 | 1.0908 | 1.0893 | 1.0878 | 1.0863 | 1.0848 | 1.0833 | 1.0818 | 1.0803 | 1.0788 | 1.0773 | 1.0758 | 2.2 | 1.25 | 1.2482 | 1.2364 | 1.2157 | 1.19 | 1.1497 | 1.1118 | 1.0758
| 2.21 | 1.25 | 1.2497 | 1.2494 | 1.2491 | 1.2488 | 1.2485 | 1.2482 | 1.2473 | 1.2463 | 1.2453 | 1.2443 | 1.2434 | 1.2424 | 1.2414 | 1.2405 | 1.2395 | 1.2385 | 1.2375 | 1.2366 | 1.2349 | 1.2331 | 1.2314 | 1.2297 | 1.228 | 1.2263 | 1.2246 | 1.2229 | 1.2212 | 1.2195 | 1.2178 | 1.2161 | 1.2139 | 1.2118 | 1.2097 | 1.2076 | 1.2054 | 1.2033 | 1.2012 | 1.199 | 1.1969 | 1.1948 | 1.1927 | 1.1905 | 1.1889 | 1.1872 | 1.1855 | 1.1839 | 1.1822 | 1.1805 | 1.1789 | 1.1772 | 1.1755 | 1.1739 | 1.1722 | 1.1705 | 1.1688 | 1.1672 | 1.1655 | 1.1638 | 1.1622 | 1.1605 | 1.1588 | 1.1572 | 1.1555 | 1.1538 | 1.1522 | 1.1505 | 1.1489 | 1.1473 | 1.1458 | 1.1442 | 1.1426 | 1.1411 | 1.1395 | 1.1379 | 1.1364 | 1.1348 | 1.1332 | 1.1317 | 1.1301 | 1.1285 | 1.127 | 1.1254 | 1.1238 | 1.1222 | 1.1207 | 1.1191 | 1.1175 | 1.116 | 1.1144 | 1.1128 | 1.1113 | 1.1099 | 1.1084 | 1.1069 | 1.1054 | 1.1039 | 1.1024 | 1.1009 | 1.0994 | 1.0979 | 1.0964 | 1.0949 | 1.0934 | 1.092 | 1.0905 | 1.089 | 1.0875 | 1.086 | 1.0845 | 1.083 | 1.0815 | 1.08 | 1.0785 | 1.077 | 2.21 | 1.25 | 1.2482 | 1.2366 | 1.2161 | 1.1905 | 1.1505 | 1.1128 | 1.077
| 2.22 | 1.25 | 1.2497 | 1.2494 | 1.2491 | 1.2488 | 1.2485 | 1.2483 | 1.2473 | 1.2463 | 1.2454 | 1.2444 | 1.2434 | 1.2425 | 1.2415 | 1.2406 | 1.2396 | 1.2386 | 1.2377 | 1.2367 | 1.235 | 1.2333 | 1.2316 | 1.23 | 1.2283 | 1.2266 | 1.2249 | 1.2232 | 1.2215 | 1.2198 | 1.2181 | 1.2164 | 1.2143 | 1.2122 | 1.2101 | 1.208 | 1.2059 | 1.2038 | 1.2017 | 1.1996 | 1.1975 | 1.1953 | 1.1932 | 1.1911 | 1.1895 | 1.1878 | 1.1861 | 1.1845 | 1.1828 | 1.1812 | 1.1795 | 1.1778 | 1.1762 | 1.1745 | 1.1729 | 1.1712 | 1.1695 | 1.1679 | 1.1662 | 1.1646 | 1.1629 | 1.1612 | 1.1596 | 1.1579 | 1.1563 | 1.1546 | 1.1529 | 1.1513 | 1.1497 | 1.1482 | 1.1466 | 1.145 | 1.1435 | 1.1419 | 1.1404 | 1.1388 | 1.1372 | 1.1357 | 1.1341 | 1.1326 | 1.131 | 1.1294 | 1.1279 | 1.1263 | 1.1248 | 1.1232 | 1.1216 | 1.1201 | 1.1185 | 1.117 | 1.1154 | 1.1138 | 1.1124 | 1.1109 | 1.1094 | 1.1079 | 1.1064 | 1.1049 | 1.1035 | 1.102 | 1.1005 | 1.099 | 1.0975 | 1.096 | 1.0946 | 1.0931 | 1.0916 | 1.0901 | 1.0886 | 1.0871 | 1.0857 | 1.0842 | 1.0827 | 1.0812 | 1.0797 | 1.0783 | 2.22 | 1.25 | 1.2483 | 1.2367 | 1.2164 | 1.1911 | 1.1513 | 1.1138 | 1.0783
| 2.23 | 1.25 | 1.2497 | 1.2494 | 1.2491 | 1.2488 | 1.2486 | 1.2483 | 1.2473 | 1.2464 | 1.2454 | 1.2445 | 1.2435 | 1.2426 | 1.2416 | 1.2407 | 1.2397 | 1.2388 | 1.2378 | 1.2369 | 1.2352 | 1.2335 | 1.2318 | 1.2302 | 1.2285 | 1.2268 | 1.2252 | 1.2235 | 1.2218 | 1.2202 | 1.2185 | 1.2168 | 1.2147 | 1.2126 | 1.2105 | 1.2084 | 1.2064 | 1.2043 | 1.2022 | 1.2001 | 1.198 | 1.1959 | 1.1938 | 1.1917 | 1.1901 | 1.1884 | 1.1868 | 1.1851 | 1.1835 | 1.1818 | 1.1802 | 1.1785 | 1.1769 | 1.1752 | 1.1736 | 1.1719 | 1.1703 | 1.1686 | 1.167 | 1.1653 | 1.1637 | 1.162 | 1.1604 | 1.1587 | 1.157 | 1.1554 | 1.1537 | 1.1521 | 1.1505 | 1.149 | 1.1474 | 1.1459 | 1.1443 | 1.1428 | 1.1412 | 1.1397 | 1.1381 | 1.1366 | 1.135 | 1.1335 | 1.1319 | 1.1304 | 1.1288 | 1.1273 | 1.1257 | 1.1241 | 1.1226 | 1.121 | 1.1195 | 1.1179 | 1.1164 | 1.1148 | 1.1134 | 1.1119 | 1.1104 | 1.1089 | 1.1075 | 1.106 | 1.1045 | 1.103 | 1.1016 | 1.1001 | 1.0986 | 1.0971 | 1.0957 | 1.0942 | 1.0927 | 1.0913 | 1.0898 | 1.0883 | 1.0868 | 1.0854 | 1.0839 | 1.0824 | 1.0809 | 1.0795 | 2.23 | 1.25 | 1.2483 | 1.2369 | 1.2168 | 1.1917 | 1.1521 | 1.1148 | 1.0795
| 2.24 | 1.25 | 1.2497 | 1.2494 | 1.2491 | 1.2489 | 1.2486 | 1.2483 | 1.2474 | 1.2464 | 1.2455 | 1.2445 | 1.2436 | 1.2427 | 1.2417 | 1.2408 | 1.2398 | 1.2389 | 1.2379 | 1.237 | 1.2354 | 1.2337 | 1.2321 | 1.2304 | 1.2288 | 1.2271 | 1.2254 | 1.2238 | 1.2221 | 1.2205 | 1.2188 | 1.2172 | 1.2151 | 1.213 | 1.211 | 1.2089 | 1.2068 | 1.2047 | 1.2027 | 1.2006 | 1.1985 | 1.1964 | 1.1944 | 1.1923 | 1.1907 | 1.189 | 1.1874 | 1.1857 | 1.1841 | 1.1824 | 1.1808 | 1.1792 | 1.1775 | 1.1759 | 1.1742 | 1.1726 | 1.171 | 1.1693 | 1.1677 | 1.166 | 1.1644 | 1.1628 | 1.1611 | 1.1595 | 1.1578 | 1.1562 | 1.1545 | 1.1529 | 1.1514 | 1.1498 | 1.1483 | 1.1467 | 1.1452 | 1.1436 | 1.1421 | 1.1405 | 1.139 | 1.1375 | 1.1359 | 1.1344 | 1.1328 | 1.1313 | 1.1297 | 1.1282 | 1.1266 | 1.1251 | 1.1236 | 1.122 | 1.1205 | 1.1189 | 1.1174 | 1.1158 | 1.1144 | 1.1129 | 1.1114 | 1.11 | 1.1085 | 1.107 | 1.1056 | 1.1041 | 1.1026 | 1.1012 | 1.0997 | 1.0983 | 1.0968 | 1.0953 | 1.0939 | 1.0924 | 1.0909 | 1.0895 | 1.088 | 1.0865 | 1.0851 | 1.0836 | 1.0821 | 1.0807 | 2.24 | 1.25 | 1.2483 | 1.237 | 1.2172 | 1.1923 | 1.1529 | 1.1158 | 1.0807
| 2.25 | 1.25 | 1.2497 | 1.2494 | 1.2492 | 1.2489 | 1.2486 | 1.2483 | 1.2474 | 1.2465 | 1.2455 | 1.2446 | 1.2437 | 1.2427 | 1.2418 | 1.2409 | 1.2399 | 1.239 | 1.2381 | 1.2372 | 1.2355 | 1.2339 | 1.2323 | 1.2306 | 1.229 | 1.2274 | 1.2257 | 1.2241 | 1.2225 | 1.2208 | 1.2192 | 1.2176 | 1.2155 | 1.2135 | 1.2114 | 1.2093 | 1.2073 | 1.2052 | 1.2032 | 1.2011 | 1.1991 | 1.197 | 1.1949 | 1.1929 | 1.1912 | 1.1896 | 1.188 | 1.1864 | 1.1847 | 1.1831 | 1.1815 | 1.1798 | 1.1782 | 1.1766 | 1.1749 | 1.1733 | 1.1717 | 1.17 | 1.1684 | 1.1668 | 1.1651 | 1.1635 | 1.1619 | 1.1602 | 1.1586 | 1.157 | 1.1553 | 1.1537 | 1.1522 | 1.1506 | 1.1491 | 1.1476 | 1.146 | 1.1445 | 1.143 | 1.1414 | 1.1399 | 1.1383 | 1.1368 | 1.1353 | 1.1337 | 1.1322 | 1.1307 | 1.1291 | 1.1276 | 1.126 | 1.1245 | 1.123 | 1.1214 | 1.1199 | 1.1184 | 1.1168 | 1.1154 | 1.1139 | 1.1125 | 1.111 | 1.1095 | 1.1081 | 1.1066 | 1.1052 | 1.1037 | 1.1023 | 1.1008 | 1.0994 | 1.0979 | 1.0965 | 1.095 | 1.0935 | 1.0921 | 1.0906 | 1.0892 | 1.0877 | 1.0863 | 1.0848 | 1.0834 | 1.0819 | 2.25 | 1.25 | 1.2483 | 1.2372 | 1.2176 | 1.1929 | 1.1537 | 1.1168 | 1.0819
| 2.26 | 1.25 | 1.2497 | 1.2494 | 1.2492 | 1.2489 | 1.2486 | 1.2483 | 1.2474 | 1.2465 | 1.2456 | 1.2447 | 1.2437 | 1.2428 | 1.2419 | 1.241 | 1.2401 | 1.2391 | 1.2382 | 1.2373 | 1.2357 | 1.2341 | 1.2325 | 1.2309 | 1.2292 | 1.2276 | 1.226 | 1.2244 | 1.2228 | 1.2212 | 1.2196 | 1.218 | 1.2159 | 1.2139 | 1.2118 | 1.2098 | 1.2077 | 1.2057 | 1.2037 | 1.2016 | 1.1996 | 1.1975 | 1.1955 | 1.1935 | 1.1918 | 1.1902 | 1.1886 | 1.187 | 1.1853 | 1.1837 | 1.1821 | 1.1805 | 1.1789 | 1.1772 | 1.1756 | 1.174 | 1.1724 | 1.1707 | 1.1691 | 1.1675 | 1.1659 | 1.1643 | 1.1626 | 1.161 | 1.1594 | 1.1578 | 1.1561 | 1.1545 | 1.153 | 1.1515 | 1.1499 | 1.1484 | 1.1469 | 1.1453 | 1.1438 | 1.1423 | 1.1408 | 1.1392 | 1.1377 | 1.1362 | 1.1346 | 1.1331 | 1.1316 | 1.1301 | 1.1285 | 1.127 | 1.1255 | 1.1239 | 1.1224 | 1.1209 | 1.1193 | 1.1178 | 1.1164 | 1.1149 | 1.1135 | 1.112 | 1.1106 | 1.1091 | 1.1077 | 1.1063 | 1.1048 | 1.1034 | 1.1019 | 1.1005 | 1.099 | 1.0976 | 1.0961 | 1.0947 | 1.0932 | 1.0918 | 1.0903 | 1.0889 | 1.0875 | 1.086 | 1.0846 | 1.0831 | 2.26 | 1.25 | 1.2483 | 1.2373 | 1.218 | 1.1935 | 1.1545 | 1.1178 | 1.0831
| 2.27 | 1.25 | 1.2497 | 1.2495 | 1.2492 | 1.2489 | 1.2486 | 1.2484 | 1.2475 | 1.2465 | 1.2456 | 1.2447 | 1.2438 | 1.2429 | 1.242 | 1.2411 | 1.2402 | 1.2393 | 1.2384 | 1.2374 | 1.2359 | 1.2343 | 1.2327 | 1.2311 | 1.2295 | 1.2279 | 1.2263 | 1.2247 | 1.2231 | 1.2215 | 1.2199 | 1.2183 | 1.2163 | 1.2143 | 1.2123 | 1.2102 | 1.2082 | 1.2062 | 1.2042 | 1.2021 | 1.2001 | 1.1981 | 1.1961 | 1.194 | 1.1924 | 1.1908 | 1.1892 | 1.1876 | 1.186 | 1.1844 | 1.1828 | 1.1811 | 1.1795 | 1.1779 | 1.1763 | 1.1747 | 1.1731 | 1.1715 | 1.1698 | 1.1682 | 1.1666 | 1.165 | 1.1634 | 1.1618 | 1.1602 | 1.1586 | 1.1569 | 1.1553 | 1.1538 | 1.1523 | 1.1508 | 1.1492 | 1.1477 | 1.1462 | 1.1447 | 1.1432 | 1.1416 | 1.1401 | 1.1386 | 1.1371 | 1.1356 | 1.134 | 1.1325 | 1.131 | 1.1295 | 1.1279 | 1.1264 | 1.1249 | 1.1234 | 1.1219 | 1.1203 | 1.1188 | 1.1174 | 1.1159 | 1.1145 | 1.1131 | 1.1116 | 1.1102 | 1.1088 | 1.1073 | 1.1059 | 1.1044 | 1.103 | 1.1016 | 1.1001 | 1.0987 | 1.0973 | 1.0958 | 1.0944 | 1.093 | 1.0915 | 1.0901 | 1.0886 | 1.0872 | 1.0858 | 1.0843 | 2.27 | 1.25 | 1.2484 | 1.2374 | 1.2183 | 1.194 | 1.1553 | 1.1188 | 1.0843
| 2.28 | 1.25 | 1.2497 | 1.2495 | 1.2492 | 1.2489 | 1.2487 | 1.2484 | 1.2475 | 1.2466 | 1.2457 | 1.2448 | 1.2439 | 1.243 | 1.2421 | 1.2412 | 1.2403 | 1.2394 | 1.2385 | 1.2376 | 1.236 | 1.2344 | 1.2329 | 1.2313 | 1.2297 | 1.2282 | 1.2266 | 1.225 | 1.2234 | 1.2219 | 1.2203 | 1.2187 | 1.2167 | 1.2147 | 1.2127 | 1.2107 | 1.2087 | 1.2067 | 1.2047 | 1.2027 | 1.2006 | 1.1986 | 1.1966 | 1.1946 | 1.193 | 1.1914 | 1.1898 | 1.1882 | 1.1866 | 1.185 | 1.1834 | 1.1818 | 1.1802 | 1.1786 | 1.177 | 1.1754 | 1.1738 | 1.1722 | 1.1706 | 1.169 | 1.1674 | 1.1658 | 1.1642 | 1.1626 | 1.1609 | 1.1593 | 1.1577 | 1.1561 | 1.1546 | 1.1531 | 1.1516 | 1.1501 | 1.1486 | 1.1471 | 1.1455 | 1.144 | 1.1425 | 1.141 | 1.1395 | 1.138 | 1.1365 | 1.1349 | 1.1334 | 1.1319 | 1.1304 | 1.1289 | 1.1274 | 1.1259 | 1.1244 | 1.1228 | 1.1213 | 1.1198 | 1.1184 | 1.117 | 1.1155 | 1.1141 | 1.1127 | 1.1112 | 1.1098 | 1.1084 | 1.107 | 1.1055 | 1.1041 | 1.1027 | 1.1013 | 1.0998 | 1.0984 | 1.097 | 1.0955 | 1.0941 | 1.0927 | 1.0913 | 1.0898 | 1.0884 | 1.087 | 1.0855 | 2.28 | 1.25 | 1.2484 | 1.2376 | 1.2187 | 1.1946 | 1.1561 | 1.1198 | 1.0855
| 2.29 | 1.25 | 1.2497 | 1.2495 | 1.2492 | 1.2489 | 1.2487 | 1.2484 | 1.2475 | 1.2466 | 1.2457 | 1.2449 | 1.244 | 1.2431 | 1.2422 | 1.2413 | 1.2404 | 1.2395 | 1.2386 | 1.2377 | 1.2362 | 1.2346 | 1.2331 | 1.2315 | 1.23 | 1.2284 | 1.2269 | 1.2253 | 1.2238 | 1.2222 | 1.2206 | 1.2191 | 1.2171 | 1.2151 | 1.2131 | 1.2111 | 1.2091 | 1.2072 | 1.2052 | 1.2032 | 1.2012 | 1.1992 | 1.1972 | 1.1952 | 1.1936 | 1.192 | 1.1904 | 1.1888 | 1.1872 | 1.1856 | 1.184 | 1.1825 | 1.1809 | 1.1793 | 1.1777 | 1.1761 | 1.1745 | 1.1729 | 1.1713 | 1.1697 | 1.1681 | 1.1665 | 1.1649 | 1.1633 | 1.1617 | 1.1601 | 1.1585 | 1.1569 | 1.1554 | 1.1539 | 1.1524 | 1.1509 | 1.1494 | 1.1479 | 1.1464 | 1.1449 | 1.1434 | 1.1419 | 1.1404 | 1.1389 | 1.1374 | 1.1359 | 1.1344 | 1.1329 | 1.1313 | 1.1298 | 1.1283 | 1.1268 | 1.1253 | 1.1238 | 1.1223 | 1.1208 | 1.1194 | 1.118 | 1.1166 | 1.1151 | 1.1137 | 1.1123 | 1.1109 | 1.1095 | 1.108 | 1.1066 | 1.1052 | 1.1038 | 1.1024 | 1.1009 | 1.0995 | 1.0981 | 1.0967 | 1.0953 | 1.0939 | 1.0924 | 1.091 | 1.0896 | 1.0882 | 1.0868 | 2.29 | 1.25 | 1.2484 | 1.2377 | 1.2191 | 1.1952 | 1.1569 | 1.1208 | 1.0868
| 2.3 | 1.25 | 1.2497 | 1.2495 | 1.2492 | 1.249 | 1.2487 | 1.2484 | 1.2476 | 1.2467 | 1.2458 | 1.2449 | 1.244 | 1.2432 | 1.2423 | 1.2414 | 1.2405 | 1.2396 | 1.2388 | 1.2379 | 1.2363 | 1.2348 | 1.2333 | 1.2317 | 1.2302 | 1.2287 | 1.2271 | 1.2256 | 1.2241 | 1.2225 | 1.221 | 1.2195 | 1.2175 | 1.2155 | 1.2136 | 1.2116 | 1.2096 | 1.2076 | 1.2057 | 1.2037 | 1.2017 | 1.1997 | 1.1978 | 1.1958 | 1.1942 | 1.1926 | 1.191 | 1.1895 | 1.1879 | 1.1863 | 1.1847 | 1.1831 | 1.1815 | 1.1799 | 1.1784 | 1.1768 | 1.1752 | 1.1736 | 1.172 | 1.1704 | 1.1688 | 1.1673 | 1.1657 | 1.1641 | 1.1625 | 1.1609 | 1.1593 | 1.1578 | 1.1563 | 1.1548 | 1.1533 | 1.1518 | 1.1503 | 1.1488 | 1.1473 | 1.1458 | 1.1443 | 1.1428 | 1.1413 | 1.1398 | 1.1383 | 1.1368 | 1.1353 | 1.1338 | 1.1323 | 1.1308 | 1.1293 | 1.1278 | 1.1263 | 1.1248 | 1.1233 | 1.1218 | 1.1204 | 1.119 | 1.1176 | 1.1162 | 1.1148 | 1.1133 | 1.1119 | 1.1105 | 1.1091 | 1.1077 | 1.1063 | 1.1049 | 1.1035 | 1.1021 | 1.1007 | 1.0993 | 1.0978 | 1.0964 | 1.095 | 1.0936 | 1.0922 | 1.0908 | 1.0894 | 1.088 | 2.3 | 1.25 | 1.2484 | 1.2379 | 1.2195 | 1.1958 | 1.1578 | 1.1218 | 1.088
| 2.31 | 1.25 | 1.2497 | 1.2495 | 1.2492 | 1.249 | 1.2487 | 1.2485 | 1.2476 | 1.2467 | 1.2458 | 1.245 | 1.2441 | 1.2432 | 1.2424 | 1.2415 | 1.2406 | 1.2398 | 1.2389 | 1.238 | 1.2365 | 1.235 | 1.2335 | 1.232 | 1.2305 | 1.2289 | 1.2274 | 1.2259 | 1.2244 | 1.2229 | 1.2214 | 1.2199 | 1.2179 | 1.2159 | 1.214 | 1.212 | 1.2101 | 1.2081 | 1.2062 | 1.2042 | 1.2022 | 1.2003 | 1.1983 | 1.1964 | 1.1948 | 1.1932 | 1.1916 | 1.1901 | 1.1885 | 1.1869 | 1.1853 | 1.1838 | 1.1822 | 1.1806 | 1.179 | 1.1775 | 1.1759 | 1.1743 | 1.1727 | 1.1712 | 1.1696 | 1.168 | 1.1664 | 1.1649 | 1.1633 | 1.1617 | 1.1601 | 1.1586 | 1.1571 | 1.1556 | 1.1541 | 1.1526 | 1.1511 | 1.1496 | 1.1481 | 1.1466 | 1.1452 | 1.1437 | 1.1422 | 1.1407 | 1.1392 | 1.1377 | 1.1362 | 1.1347 | 1.1332 | 1.1317 | 1.1303 | 1.1288 | 1.1273 | 1.1258 | 1.1243 | 1.1228 | 1.1214 | 1.12 | 1.1186 | 1.1172 | 1.1158 | 1.1144 | 1.113 | 1.1116 | 1.1102 | 1.1088 | 1.1074 | 1.106 | 1.1046 | 1.1032 | 1.1018 | 1.1004 | 1.099 | 1.0976 | 1.0962 | 1.0948 | 1.0934 | 1.092 | 1.0906 | 1.0892 | 2.31 | 1.25 | 1.2485 | 1.238 | 1.2199 | 1.1964 | 1.1586 | 1.1228 | 1.0892
| 2.32 | 1.25 | 1.2497 | 1.2495 | 1.2492 | 1.249 | 1.2487 | 1.2485 | 1.2476 | 1.2468 | 1.2459 | 1.245 | 1.2442 | 1.2433 | 1.2425 | 1.2416 | 1.2408 | 1.2399 | 1.239 | 1.2382 | 1.2367 | 1.2352 | 1.2337 | 1.2322 | 1.2307 | 1.2292 | 1.2277 | 1.2262 | 1.2247 | 1.2232 | 1.2217 | 1.2202 | 1.2183 | 1.2164 | 1.2144 | 1.2125 | 1.2105 | 1.2086 | 1.2067 | 1.2047 | 1.2028 | 1.2008 | 1.1989 | 1.197 | 1.1954 | 1.1938 | 1.1923 | 1.1907 | 1.1891 | 1.1876 | 1.186 | 1.1844 | 1.1829 | 1.1813 | 1.1797 | 1.1782 | 1.1766 | 1.175 | 1.1735 | 1.1719 | 1.1703 | 1.1688 | 1.1672 | 1.1656 | 1.1641 | 1.1625 | 1.1609 | 1.1594 | 1.1579 | 1.1564 | 1.1549 | 1.1534 | 1.152 | 1.1505 | 1.149 | 1.1475 | 1.146 | 1.1445 | 1.1431 | 1.1416 | 1.1401 | 1.1386 | 1.1371 | 1.1357 | 1.1342 | 1.1327 | 1.1312 | 1.1297 | 1.1282 | 1.1268 | 1.1253 | 1.1238 | 1.1224 | 1.121 | 1.1196 | 1.1182 | 1.1168 | 1.1154 | 1.1141 | 1.1127 | 1.1113 | 1.1099 | 1.1085 | 1.1071 | 1.1057 | 1.1043 | 1.1029 | 1.1015 | 1.1001 | 1.0988 | 1.0974 | 1.096 | 1.0946 | 1.0932 | 1.0918 | 1.0904 | 2.32 | 1.25 | 1.2485 | 1.2382 | 1.2202 | 1.197 | 1.1594 | 1.1238 | 1.0904
| 2.33 | 1.25 | 1.2497 | 1.2495 | 1.2492 | 1.249 | 1.2487 | 1.2485 | 1.2477 | 1.2468 | 1.246 | 1.2451 | 1.2443 | 1.2434 | 1.2426 | 1.2417 | 1.2409 | 1.24 | 1.2392 | 1.2383 | 1.2368 | 1.2354 | 1.2339 | 1.2324 | 1.2309 | 1.2295 | 1.228 | 1.2265 | 1.225 | 1.2236 | 1.2221 | 1.2206 | 1.2187 | 1.2168 | 1.2148 | 1.2129 | 1.211 | 1.2091 | 1.2072 | 1.2052 | 1.2033 | 1.2014 | 1.1995 | 1.1975 | 1.196 | 1.1944 | 1.1929 | 1.1913 | 1.1898 | 1.1882 | 1.1866 | 1.1851 | 1.1835 | 1.182 | 1.1804 | 1.1789 | 1.1773 | 1.1757 | 1.1742 | 1.1726 | 1.1711 | 1.1695 | 1.168 | 1.1664 | 1.1648 | 1.1633 | 1.1617 | 1.1602 | 1.1587 | 1.1572 | 1.1558 | 1.1543 | 1.1528 | 1.1513 | 1.1499 | 1.1484 | 1.1469 | 1.1454 | 1.144 | 1.1425 | 1.141 | 1.1395 | 1.1381 | 1.1366 | 1.1351 | 1.1336 | 1.1322 | 1.1307 | 1.1292 | 1.1277 | 1.1263 | 1.1248 | 1.1234 | 1.122 | 1.1206 | 1.1193 | 1.1179 | 1.1165 | 1.1151 | 1.1137 | 1.1124 | 1.111 | 1.1096 | 1.1082 | 1.1068 | 1.1054 | 1.1041 | 1.1027 | 1.1013 | 1.0999 | 1.0985 | 1.0972 | 1.0958 | 1.0944 | 1.093 | 1.0916 | 2.33 | 1.25 | 1.2485 | 1.2383 | 1.2206 | 1.1975 | 1.1602 | 1.1248 | 1.0916
| 2.34 | 1.25 | 1.2498 | 1.2495 | 1.2493 | 1.249 | 1.2488 | 1.2485 | 1.2477 | 1.2468 | 1.246 | 1.2452 | 1.2443 | 1.2435 | 1.2427 | 1.2418 | 1.241 | 1.2401 | 1.2393 | 1.2385 | 1.237 | 1.2356 | 1.2341 | 1.2326 | 1.2312 | 1.2297 | 1.2283 | 1.2268 | 1.2254 | 1.2239 | 1.2224 | 1.221 | 1.2191 | 1.2172 | 1.2153 | 1.2134 | 1.2115 | 1.2096 | 1.2077 | 1.2057 | 1.2038 | 1.2019 | 1.2 | 1.1981 | 1.1966 | 1.195 | 1.1935 | 1.1919 | 1.1904 | 1.1888 | 1.1873 | 1.1857 | 1.1842 | 1.1826 | 1.1811 | 1.1796 | 1.178 | 1.1765 | 1.1749 | 1.1734 | 1.1718 | 1.1703 | 1.1687 | 1.1672 | 1.1656 | 1.1641 | 1.1625 | 1.161 | 1.1595 | 1.1581 | 1.1566 | 1.1551 | 1.1537 | 1.1522 | 1.1507 | 1.1493 | 1.1478 | 1.1463 | 1.1449 | 1.1434 | 1.1419 | 1.1405 | 1.139 | 1.1375 | 1.1361 | 1.1346 | 1.1331 | 1.1317 | 1.1302 | 1.1287 | 1.1273 | 1.1258 | 1.1244 | 1.123 | 1.1217 | 1.1203 | 1.1189 | 1.1176 | 1.1162 | 1.1148 | 1.1134 | 1.1121 | 1.1107 | 1.1093 | 1.1079 | 1.1066 | 1.1052 | 1.1038 | 1.1024 | 1.1011 | 1.0997 | 1.0983 | 1.097 | 1.0956 | 1.0942 | 1.0928 | 2.34 | 1.25 | 1.2485 | 1.2385 | 1.221 | 1.1981 | 1.161 | 1.1258 | 1.0928
| 2.35 | 1.25 | 1.2498 | 1.2495 | 1.2493 | 1.249 | 1.2488 | 1.2485 | 1.2477 | 1.2469 | 1.2461 | 1.2452 | 1.2444 | 1.2436 | 1.2428 | 1.2419 | 1.2411 | 1.2403 | 1.2394 | 1.2386 | 1.2372 | 1.2357 | 1.2343 | 1.2329 | 1.2314 | 1.23 | 1.2286 | 1.2271 | 1.2257 | 1.2242 | 1.2228 | 1.2214 | 1.2195 | 1.2176 | 1.2157 | 1.2138 | 1.2119 | 1.21 | 1.2081 | 1.2063 | 1.2044 | 1.2025 | 1.2006 | 1.1987 | 1.1972 | 1.1956 | 1.1941 | 1.1926 | 1.191 | 1.1895 | 1.1879 | 1.1864 | 1.1849 | 1.1833 | 1.1818 | 1.1802 | 1.1787 | 1.1772 | 1.1756 | 1.1741 | 1.1726 | 1.171 | 1.1695 | 1.1679 | 1.1664 | 1.1649 | 1.1633 | 1.1618 | 1.1603 | 1.1589 | 1.1574 | 1.156 | 1.1545 | 1.153 | 1.1516 | 1.1501 | 1.1487 | 1.1472 | 1.1457 | 1.1443 | 1.1428 | 1.1414 | 1.1399 | 1.1385 | 1.137 | 1.1355 | 1.1341 | 1.1326 | 1.1312 | 1.1297 | 1.1282 | 1.1268 | 1.1254 | 1.1241 | 1.1227 | 1.1213 | 1.12 | 1.1186 | 1.1172 | 1.1159 | 1.1145 | 1.1131 | 1.1118 | 1.1104 | 1.1091 | 1.1077 | 1.1063 | 1.105 | 1.1036 | 1.1022 | 1.1009 | 1.0995 | 1.0981 | 1.0968 | 1.0954 | 1.0941 | 2.35 | 1.25 | 1.2485 | 1.2386 | 1.2214 | 1.1987 | 1.1618 | 1.1268 | 1.0941
| 2.36 | 1.25 | 1.2498 | 1.2495 | 1.2493 | 1.249 | 1.2488 | 1.2486 | 1.2477 | 1.2469 | 1.2461 | 1.2453 | 1.2445 | 1.2437 | 1.2428 | 1.242 | 1.2412 | 1.2404 | 1.2396 | 1.2388 | 1.2373 | 1.2359 | 1.2345 | 1.2331 | 1.2317 | 1.2303 | 1.2288 | 1.2274 | 1.226 | 1.2246 | 1.2232 | 1.2217 | 1.2199 | 1.218 | 1.2161 | 1.2143 | 1.2124 | 1.2105 | 1.2086 | 1.2068 | 1.2049 | 1.203 | 1.2012 | 1.1993 | 1.1978 | 1.1962 | 1.1947 | 1.1932 | 1.1916 | 1.1901 | 1.1886 | 1.1871 | 1.1855 | 1.184 | 1.1825 | 1.1809 | 1.1794 | 1.1779 | 1.1764 | 1.1748 | 1.1733 | 1.1718 | 1.1702 | 1.1687 | 1.1672 | 1.1657 | 1.1641 | 1.1626 | 1.1611 | 1.1597 | 1.1582 | 1.1568 | 1.1553 | 1.1539 | 1.1524 | 1.151 | 1.1495 | 1.1481 | 1.1466 | 1.1452 | 1.1437 | 1.1423 | 1.1408 | 1.1394 | 1.1379 | 1.1365 | 1.135 | 1.1336 | 1.1321 | 1.1307 | 1.1292 | 1.1278 | 1.1264 | 1.1251 | 1.1237 | 1.1224 | 1.121 | 1.1197 | 1.1183 | 1.1169 | 1.1156 | 1.1142 | 1.1129 | 1.1115 | 1.1102 | 1.1088 | 1.1075 | 1.1061 | 1.1048 | 1.1034 | 1.102 | 1.1007 | 1.0993 | 1.098 | 1.0966 | 1.0953 | 2.36 | 1.25 | 1.2486 | 1.2388 | 1.2217 | 1.1993 | 1.1626 | 1.1278 | 1.0953
| 2.37 | 1.25 | 1.2498 | 1.2495 | 1.2493 | 1.2491 | 1.2488 | 1.2486 | 1.2478 | 1.247 | 1.2462 | 1.2454 | 1.2446 | 1.2437 | 1.2429 | 1.2421 | 1.2413 | 1.2405 | 1.2397 | 1.2389 | 1.2375 | 1.2361 | 1.2347 | 1.2333 | 1.2319 | 1.2305 | 1.2291 | 1.2277 | 1.2263 | 1.2249 | 1.2235 | 1.2221 | 1.2203 | 1.2184 | 1.2166 | 1.2147 | 1.2129 | 1.211 | 1.2091 | 1.2073 | 1.2054 | 1.2036 | 1.2017 | 1.1999 | 1.1984 | 1.1968 | 1.1953 | 1.1938 | 1.1923 | 1.1908 | 1.1892 | 1.1877 | 1.1862 | 1.1847 | 1.1832 | 1.1816 | 1.1801 | 1.1786 | 1.1771 | 1.1756 | 1.174 | 1.1725 | 1.171 | 1.1695 | 1.168 | 1.1664 | 1.1649 | 1.1634 | 1.162 | 1.1605 | 1.1591 | 1.1576 | 1.1562 | 1.1548 | 1.1533 | 1.1519 | 1.1504 | 1.149 | 1.1475 | 1.1461 | 1.1447 | 1.1432 | 1.1418 | 1.1403 | 1.1389 | 1.1374 | 1.136 | 1.1346 | 1.1331 | 1.1317 | 1.1302 | 1.1288 | 1.1274 | 1.1261 | 1.1247 | 1.1234 | 1.1221 | 1.1207 | 1.1194 | 1.118 | 1.1167 | 1.1153 | 1.114 | 1.1126 | 1.1113 | 1.1099 | 1.1086 | 1.1072 | 1.1059 | 1.1046 | 1.1032 | 1.1019 | 1.1005 | 1.0992 | 1.0978 | 1.0965 | 2.37 | 1.25 | 1.2486 | 1.2389 | 1.2221 | 1.1999 | 1.1634 | 1.1288 | 1.0965
| 2.38 | 1.25 | 1.2498 | 1.2495 | 1.2493 | 1.2491 | 1.2488 | 1.2486 | 1.2478 | 1.247 | 1.2462 | 1.2454 | 1.2446 | 1.2438 | 1.243 | 1.2422 | 1.2414 | 1.2406 | 1.2398 | 1.2391 | 1.2377 | 1.2363 | 1.2349 | 1.2335 | 1.2322 | 1.2308 | 1.2294 | 1.228 | 1.2266 | 1.2253 | 1.2239 | 1.2225 | 1.2207 | 1.2188 | 1.217 | 1.2152 | 1.2133 | 1.2115 | 1.2096 | 1.2078 | 1.206 | 1.2041 | 1.2023 | 1.2005 | 1.1989 | 1.1974 | 1.1959 | 1.1944 | 1.1929 | 1.1914 | 1.1899 | 1.1884 | 1.1869 | 1.1854 | 1.1838 | 1.1823 | 1.1808 | 1.1793 | 1.1778 | 1.1763 | 1.1748 | 1.1733 | 1.1718 | 1.1703 | 1.1687 | 1.1672 | 1.1657 | 1.1642 | 1.1628 | 1.1613 | 1.1599 | 1.1585 | 1.157 | 1.1556 | 1.1542 | 1.1527 | 1.1513 | 1.1499 | 1.1484 | 1.147 | 1.1456 | 1.1441 | 1.1427 | 1.1413 | 1.1398 | 1.1384 | 1.137 | 1.1355 | 1.1341 | 1.1326 | 1.1312 | 1.1298 | 1.1284 | 1.1271 | 1.1258 | 1.1244 | 1.1231 | 1.1218 | 1.1204 | 1.1191 | 1.1177 | 1.1164 | 1.1151 | 1.1137 | 1.1124 | 1.1111 | 1.1097 | 1.1084 | 1.1071 | 1.1057 | 1.1044 | 1.103 | 1.1017 | 1.1004 | 1.099 | 1.0977 | 2.38 | 1.25 | 1.2486 | 1.2391 | 1.2225 | 1.2005 | 1.1642 | 1.1298 | 1.0977
| 2.39 | 1.25 | 1.2498 | 1.2495 | 1.2493 | 1.2491 | 1.2489 | 1.2486 | 1.2478 | 1.2471 | 1.2463 | 1.2455 | 1.2447 | 1.2439 | 1.2431 | 1.2423 | 1.2416 | 1.2408 | 1.24 | 1.2392 | 1.2378 | 1.2365 | 1.2351 | 1.2338 | 1.2324 | 1.231 | 1.2297 | 1.2283 | 1.227 | 1.2256 | 1.2242 | 1.2229 | 1.2211 | 1.2192 | 1.2174 | 1.2156 | 1.2138 | 1.212 | 1.2101 | 1.2083 | 1.2065 | 1.2047 | 1.2029 | 1.201 | 1.1995 | 1.198 | 1.1965 | 1.195 | 1.1935 | 1.192 | 1.1905 | 1.189 | 1.1875 | 1.186 | 1.1845 | 1.183 | 1.1815 | 1.18 | 1.1785 | 1.177 | 1.1755 | 1.174 | 1.1725 | 1.171 | 1.1695 | 1.168 | 1.1665 | 1.165 | 1.1636 | 1.1622 | 1.1607 | 1.1593 | 1.1579 | 1.1565 | 1.155 | 1.1536 | 1.1522 | 1.1508 | 1.1493 | 1.1479 | 1.1465 | 1.145 | 1.1436 | 1.1422 | 1.1408 | 1.1393 | 1.1379 | 1.1365 | 1.1351 | 1.1336 | 1.1322 | 1.1308 | 1.1294 | 1.1281 | 1.1268 | 1.1255 | 1.1241 | 1.1228 | 1.1215 | 1.1202 | 1.1188 | 1.1175 | 1.1162 | 1.1148 | 1.1135 | 1.1122 | 1.1109 | 1.1095 | 1.1082 | 1.1069 | 1.1056 | 1.1042 | 1.1029 | 1.1016 | 1.1002 | 1.0989 | 2.39 | 1.25 | 1.2486 | 1.2392 | 1.2229 | 1.201 | 1.165 | 1.1308 | 1.0989
| 2.4 | 1.25 | 1.2498 | 1.2496 | 1.2493 | 1.2491 | 1.2489 | 1.2487 | 1.2479 | 1.2471 | 1.2463 | 1.2456 | 1.2448 | 1.244 | 1.2432 | 1.2424 | 1.2417 | 1.2409 | 1.2401 | 1.2393 | 1.238 | 1.2367 | 1.2353 | 1.234 | 1.2326 | 1.2313 | 1.23 | 1.2286 | 1.2273 | 1.2259 | 1.2246 | 1.2233 | 1.2215 | 1.2197 | 1.2179 | 1.2161 | 1.2142 | 1.2124 | 1.2106 | 1.2088 | 1.207 | 1.2052 | 1.2034 | 1.2016 | 1.2001 | 1.1986 | 1.1971 | 1.1957 | 1.1942 | 1.1927 | 1.1912 | 1.1897 | 1.1882 | 1.1867 | 1.1852 | 1.1837 | 1.1822 | 1.1807 | 1.1793 | 1.1778 | 1.1763 | 1.1748 | 1.1733 | 1.1718 | 1.1703 | 1.1688 | 1.1673 | 1.1658 | 1.1644 | 1.163 | 1.1616 | 1.1602 | 1.1587 | 1.1573 | 1.1559 | 1.1545 | 1.1531 | 1.1516 | 1.1502 | 1.1488 | 1.1474 | 1.146 | 1.1445 | 1.1431 | 1.1417 | 1.1403 | 1.1389 | 1.1374 | 1.136 | 1.1346 | 1.1332 | 1.1318 | 1.1304 | 1.1291 | 1.1278 | 1.1265 | 1.1252 | 1.1239 | 1.1225 | 1.1212 | 1.1199 | 1.1186 | 1.1173 | 1.1159 | 1.1146 | 1.1133 | 1.112 | 1.1107 | 1.1094 | 1.108 | 1.1067 | 1.1054 | 1.1041 | 1.1028 | 1.1014 | 1.1001 | 2.4 | 1.25 | 1.2487 | 1.2393 | 1.2233 | 1.2016 | 1.1658 | 1.1318 | 1.1001
| 2.41 | 1.25 | 1.2498 | 1.2496 | 1.2493 | 1.2491 | 1.2489 | 1.2487 | 1.2479 | 1.2471 | 1.2464 | 1.2456 | 1.2449 | 1.2441 | 1.2433 | 1.2426 | 1.2418 | 1.241 | 1.2403 | 1.2395 | 1.2382 | 1.2369 | 1.2355 | 1.2342 | 1.2329 | 1.2316 | 1.2302 | 1.2289 | 1.2276 | 1.2263 | 1.225 | 1.2236 | 1.2219 | 1.2201 | 1.2183 | 1.2165 | 1.2147 | 1.2129 | 1.2111 | 1.2094 | 1.2076 | 1.2058 | 1.204 | 1.2022 | 1.2007 | 1.1992 | 1.1978 | 1.1963 | 1.1948 | 1.1933 | 1.1918 | 1.1903 | 1.1889 | 1.1874 | 1.1859 | 1.1844 | 1.1829 | 1.1815 | 1.18 | 1.1785 | 1.177 | 1.1755 | 1.174 | 1.1726 | 1.1711 | 1.1696 | 1.1681 | 1.1666 | 1.1652 | 1.1638 | 1.1624 | 1.161 | 1.1596 | 1.1582 | 1.1568 | 1.1553 | 1.1539 | 1.1525 | 1.1511 | 1.1497 | 1.1483 | 1.1469 | 1.1455 | 1.1441 | 1.1426 | 1.1412 | 1.1398 | 1.1384 | 1.137 | 1.1356 | 1.1342 | 1.1328 | 1.1315 | 1.1301 | 1.1288 | 1.1275 | 1.1262 | 1.1249 | 1.1236 | 1.1223 | 1.121 | 1.1197 | 1.1184 | 1.1171 | 1.1157 | 1.1144 | 1.1131 | 1.1118 | 1.1105 | 1.1092 | 1.1079 | 1.1066 | 1.1053 | 1.104 | 1.1027 | 1.1013 | 2.41 | 1.25 | 1.2487 | 1.2395 | 1.2236 | 1.2022 | 1.1666 | 1.1328 | 1.1013
| 2.42 | 1.25 | 1.2498 | 1.2496 | 1.2494 | 1.2491 | 1.2489 | 1.2487 | 1.2479 | 1.2472 | 1.2464 | 1.2457 | 1.2449 | 1.2442 | 1.2434 | 1.2427 | 1.2419 | 1.2411 | 1.2404 | 1.2396 | 1.2383 | 1.237 | 1.2357 | 1.2344 | 1.2331 | 1.2318 | 1.2305 | 1.2292 | 1.2279 | 1.2266 | 1.2253 | 1.224 | 1.2223 | 1.2205 | 1.2187 | 1.2169 | 1.2152 | 1.2134 | 1.2116 | 1.2099 | 1.2081 | 1.2063 | 1.2046 | 1.2028 | 1.2013 | 1.1998 | 1.1984 | 1.1969 | 1.1954 | 1.194 | 1.1925 | 1.191 | 1.1895 | 1.1881 | 1.1866 | 1.1851 | 1.1836 | 1.1822 | 1.1807 | 1.1792 | 1.1778 | 1.1763 | 1.1748 | 1.1733 | 1.1719 | 1.1704 | 1.1689 | 1.1674 | 1.166 | 1.1646 | 1.1632 | 1.1618 | 1.1604 | 1.159 | 1.1576 | 1.1562 | 1.1548 | 1.1534 | 1.152 | 1.1506 | 1.1492 | 1.1478 | 1.1464 | 1.145 | 1.1436 | 1.1422 | 1.1408 | 1.1394 | 1.138 | 1.1366 | 1.1352 | 1.1338 | 1.1325 | 1.1312 | 1.1299 | 1.1286 | 1.1273 | 1.126 | 1.1247 | 1.1234 | 1.1221 | 1.1208 | 1.1195 | 1.1182 | 1.1169 | 1.1156 | 1.1143 | 1.113 | 1.1117 | 1.1104 | 1.1091 | 1.1078 | 1.1065 | 1.1052 | 1.1039 | 1.1026 | 2.42 | 1.25 | 1.2487 | 1.2396 | 1.224 | 1.2028 | 1.1674 | 1.1338 | 1.1026
| 2.43 | 1.25 | 1.2498 | 1.2496 | 1.2494 | 1.2491 | 1.2489 | 1.2487 | 1.248 | 1.2472 | 1.2465 | 1.2457 | 1.245 | 1.2443 | 1.2435 | 1.2428 | 1.242 | 1.2413 | 1.2405 | 1.2398 | 1.2385 | 1.2372 | 1.2359 | 1.2347 | 1.2334 | 1.2321 | 1.2308 | 1.2295 | 1.2283 | 1.227 | 1.2257 | 1.2244 | 1.2227 | 1.2209 | 1.2191 | 1.2174 | 1.2156 | 1.2139 | 1.2121 | 1.2104 | 1.2086 | 1.2069 | 1.2051 | 1.2034 | 1.2019 | 1.2004 | 1.199 | 1.1975 | 1.1961 | 1.1946 | 1.1931 | 1.1917 | 1.1902 | 1.1887 | 1.1873 | 1.1858 | 1.1843 | 1.1829 | 1.1814 | 1.18 | 1.1785 | 1.177 | 1.1756 | 1.1741 | 1.1726 | 1.1712 | 1.1697 | 1.1683 | 1.1669 | 1.1655 | 1.1641 | 1.1627 | 1.1613 | 1.1599 | 1.1585 | 1.1571 | 1.1557 | 1.1543 | 1.1529 | 1.1515 | 1.1501 | 1.1487 | 1.1473 | 1.1459 | 1.1445 | 1.1431 | 1.1417 | 1.1403 | 1.1389 | 1.1375 | 1.1362 | 1.1348 | 1.1335 | 1.1322 | 1.1309 | 1.1296 | 1.1283 | 1.127 | 1.1257 | 1.1244 | 1.1231 | 1.1218 | 1.1206 | 1.1193 | 1.118 | 1.1167 | 1.1154 | 1.1141 | 1.1128 | 1.1115 | 1.1102 | 1.1089 | 1.1077 | 1.1064 | 1.1051 | 1.1038 | 2.43 | 1.25 | 1.2487 | 1.2398 | 1.2244 | 1.2034 | 1.1683 | 1.1348 | 1.1038
| 2.44 | 1.25 | 1.2498 | 1.2496 | 1.2494 | 1.2492 | 1.249 | 1.2487 | 1.248 | 1.2473 | 1.2465 | 1.2458 | 1.2451 | 1.2443 | 1.2436 | 1.2429 | 1.2421 | 1.2414 | 1.2407 | 1.2399 | 1.2387 | 1.2374 | 1.2361 | 1.2349 | 1.2336 | 1.2324 | 1.2311 | 1.2298 | 1.2286 | 1.2273 | 1.226 | 1.2248 | 1.2231 | 1.2213 | 1.2196 | 1.2178 | 1.2161 | 1.2144 | 1.2126 | 1.2109 | 1.2092 | 1.2074 | 1.2057 | 1.204 | 1.2025 | 1.201 | 1.1996 | 1.1981 | 1.1967 | 1.1952 | 1.1938 | 1.1923 | 1.1909 | 1.1894 | 1.188 | 1.1865 | 1.1851 | 1.1836 | 1.1821 | 1.1807 | 1.1792 | 1.1778 | 1.1763 | 1.1749 | 1.1734 | 1.172 | 1.1705 | 1.1691 | 1.1677 | 1.1663 | 1.1649 | 1.1635 | 1.1621 | 1.1607 | 1.1593 | 1.158 | 1.1566 | 1.1552 | 1.1538 | 1.1524 | 1.151 | 1.1496 | 1.1482 | 1.1469 | 1.1455 | 1.1441 | 1.1427 | 1.1413 | 1.1399 | 1.1385 | 1.1371 | 1.1358 | 1.1345 | 1.1332 | 1.1319 | 1.1306 | 1.1293 | 1.1281 | 1.1268 | 1.1255 | 1.1242 | 1.1229 | 1.1217 | 1.1204 | 1.1191 | 1.1178 | 1.1165 | 1.1152 | 1.114 | 1.1127 | 1.1114 | 1.1101 | 1.1088 | 1.1076 | 1.1063 | 1.105 | 2.44 | 1.25 | 1.2487 | 1.2399 | 1.2248 | 1.204 | 1.1691 | 1.1358 | 1.105
| 2.45 | 1.25 | 1.2498 | 1.2496 | 1.2494 | 1.2492 | 1.249 | 1.2488 | 1.248 | 1.2473 | 1.2466 | 1.2459 | 1.2451 | 1.2444 | 1.2437 | 1.243 | 1.2422 | 1.2415 | 1.2408 | 1.2401 | 1.2388 | 1.2376 | 1.2363 | 1.2351 | 1.2339 | 1.2326 | 1.2314 | 1.2301 | 1.2289 | 1.2277 | 1.2264 | 1.2252 | 1.2234 | 1.2217 | 1.22 | 1.2183 | 1.2166 | 1.2149 | 1.2131 | 1.2114 | 1.2097 | 1.208 | 1.2063 | 1.2045 | 1.2031 | 1.2016 | 1.2002 | 1.1988 | 1.1973 | 1.1959 | 1.1944 | 1.193 | 1.1915 | 1.1901 | 1.1886 | 1.1872 | 1.1858 | 1.1843 | 1.1829 | 1.1814 | 1.18 | 1.1785 | 1.1771 | 1.1756 | 1.1742 | 1.1728 | 1.1713 | 1.1699 | 1.1685 | 1.1671 | 1.1657 | 1.1644 | 1.163 | 1.1616 | 1.1602 | 1.1588 | 1.1575 | 1.1561 | 1.1547 | 1.1533 | 1.1519 | 1.1506 | 1.1492 | 1.1478 | 1.1464 | 1.145 | 1.1437 | 1.1423 | 1.1409 | 1.1395 | 1.1381 | 1.1368 | 1.1355 | 1.1342 | 1.1329 | 1.1317 | 1.1304 | 1.1291 | 1.1278 | 1.1266 | 1.1253 | 1.124 | 1.1228 | 1.1215 | 1.1202 | 1.1189 | 1.1177 | 1.1164 | 1.1151 | 1.1138 | 1.1126 | 1.1113 | 1.11 | 1.1088 | 1.1075 | 1.1062 | 2.45 | 1.25 | 1.2488 | 1.2401 | 1.2252 | 1.2045 | 1.1699 | 1.1368 | 1.1062
| 2.46 | 1.25 | 1.2498 | 1.2496 | 1.2494 | 1.2492 | 1.249 | 1.2488 | 1.2481 | 1.2474 | 1.2466 | 1.2459 | 1.2452 | 1.2445 | 1.2438 | 1.2431 | 1.2424 | 1.2417 | 1.2409 | 1.2402 | 1.239 | 1.2378 | 1.2366 | 1.2353 | 1.2341 | 1.2329 | 1.2317 | 1.2304 | 1.2292 | 1.228 | 1.2268 | 1.2255 | 1.2238 | 1.2221 | 1.2204 | 1.2187 | 1.217 | 1.2153 | 1.2136 | 1.2119 | 1.2102 | 1.2085 | 1.2068 | 1.2051 | 1.2037 | 1.2022 | 1.2008 | 1.1994 | 1.1979 | 1.1965 | 1.1951 | 1.1936 | 1.1922 | 1.1908 | 1.1893 | 1.1879 | 1.1865 | 1.185 | 1.1836 | 1.1822 | 1.1807 | 1.1793 | 1.1779 | 1.1764 | 1.175 | 1.1735 | 1.1721 | 1.1707 | 1.1693 | 1.1679 | 1.1666 | 1.1652 | 1.1638 | 1.1624 | 1.1611 | 1.1597 | 1.1583 | 1.157 | 1.1556 | 1.1542 | 1.1528 | 1.1515 | 1.1501 | 1.1487 | 1.1474 | 1.146 | 1.1446 | 1.1432 | 1.1419 | 1.1405 | 1.1391 | 1.1377 | 1.1365 | 1.1352 | 1.134 | 1.1327 | 1.1314 | 1.1302 | 1.1289 | 1.1276 | 1.1264 | 1.1251 | 1.1238 | 1.1226 | 1.1213 | 1.1201 | 1.1188 | 1.1175 | 1.1163 | 1.115 | 1.1137 | 1.1125 | 1.1112 | 1.11 | 1.1087 | 1.1074 | 2.46 | 1.25 | 1.2488 | 1.2402 | 1.2255 | 1.2051 | 1.1707 | 1.1377 | 1.1074
| 2.47 | 1.25 | 1.2498 | 1.2496 | 1.2494 | 1.2492 | 1.249 | 1.2488 | 1.2481 | 1.2474 | 1.2467 | 1.246 | 1.2453 | 1.2446 | 1.2439 | 1.2432 | 1.2425 | 1.2418 | 1.2411 | 1.2404 | 1.2392 | 1.238 | 1.2368 | 1.2356 | 1.2344 | 1.2331 | 1.2319 | 1.2307 | 1.2295 | 1.2283 | 1.2271 | 1.2259 | 1.2242 | 1.2226 | 1.2209 | 1.2192 | 1.2175 | 1.2158 | 1.2141 | 1.2124 | 1.2108 | 1.2091 | 1.2074 | 1.2057 | 1.2043 | 1.2029 | 1.2014 | 1.2 | 1.1986 | 1.1971 | 1.1957 | 1.1943 | 1.1929 | 1.1914 | 1.19 | 1.1886 | 1.1872 | 1.1857 | 1.1843 | 1.1829 | 1.1815 | 1.18 | 1.1786 | 1.1772 | 1.1758 | 1.1743 | 1.1729 | 1.1715 | 1.1701 | 1.1688 | 1.1674 | 1.166 | 1.1647 | 1.1633 | 1.1619 | 1.1606 | 1.1592 | 1.1578 | 1.1565 | 1.1551 | 1.1538 | 1.1524 | 1.151 | 1.1497 | 1.1483 | 1.1469 | 1.1456 | 1.1442 | 1.1428 | 1.1415 | 1.1401 | 1.1387 | 1.1375 | 1.1362 | 1.135 | 1.1337 | 1.1325 | 1.1312 | 1.13 | 1.1287 | 1.1275 | 1.1262 | 1.1249 | 1.1237 | 1.1224 | 1.1212 | 1.1199 | 1.1187 | 1.1174 | 1.1162 | 1.1149 | 1.1137 | 1.1124 | 1.1111 | 1.1099 | 1.1086 | 2.47 | 1.25 | 1.2488 | 1.2404 | 1.2259 | 1.2057 | 1.1715 | 1.1387 | 1.1086
| 2.48 | 1.25 | 1.2498 | 1.2496 | 1.2494 | 1.2492 | 1.249 | 1.2488 | 1.2481 | 1.2474 | 1.2468 | 1.2461 | 1.2454 | 1.2447 | 1.244 | 1.2433 | 1.2426 | 1.2419 | 1.2412 | 1.2405 | 1.2393 | 1.2381 | 1.237 | 1.2358 | 1.2346 | 1.2334 | 1.2322 | 1.231 | 1.2299 | 1.2287 | 1.2275 | 1.2263 | 1.2246 | 1.223 | 1.2213 | 1.2196 | 1.218 | 1.2163 | 1.2146 | 1.213 | 1.2113 | 1.2096 | 1.208 | 1.2063 | 1.2049 | 1.2035 | 1.202 | 1.2006 | 1.1992 | 1.1978 | 1.1964 | 1.195 | 1.1935 | 1.1921 | 1.1907 | 1.1893 | 1.1879 | 1.1865 | 1.185 | 1.1836 | 1.1822 | 1.1808 | 1.1794 | 1.178 | 1.1765 | 1.1751 | 1.1737 | 1.1723 | 1.1709 | 1.1696 | 1.1682 | 1.1669 | 1.1655 | 1.1642 | 1.1628 | 1.1614 | 1.1601 | 1.1587 | 1.1574 | 1.156 | 1.1547 | 1.1533 | 1.1519 | 1.1506 | 1.1492 | 1.1479 | 1.1465 | 1.1452 | 1.1438 | 1.1425 | 1.1411 | 1.1397 | 1.1385 | 1.1372 | 1.136 | 1.1348 | 1.1335 | 1.1323 | 1.131 | 1.1298 | 1.1285 | 1.1273 | 1.126 | 1.1248 | 1.1236 | 1.1223 | 1.1211 | 1.1198 | 1.1186 | 1.1173 | 1.1161 | 1.1148 | 1.1136 | 1.1123 | 1.1111 | 1.1099 | 2.48 | 1.25 | 1.2488 | 1.2405 | 1.2263 | 1.2063 | 1.1723 | 1.1397 | 1.1099
| 2.49 | 1.25 | 1.2498 | 1.2496 | 1.2494 | 1.2492 | 1.249 | 1.2489 | 1.2482 | 1.2475 | 1.2468 | 1.2461 | 1.2454 | 1.2448 | 1.2441 | 1.2434 | 1.2427 | 1.242 | 1.2413 | 1.2407 | 1.2395 | 1.2383 | 1.2372 | 1.236 | 1.2348 | 1.2337 | 1.2325 | 1.2313 | 1.2302 | 1.229 | 1.2278 | 1.2267 | 1.225 | 1.2234 | 1.2217 | 1.2201 | 1.2184 | 1.2168 | 1.2151 | 1.2135 | 1.2118 | 1.2102 | 1.2085 | 1.2069 | 1.2055 | 1.2041 | 1.2026 | 1.2012 | 1.1998 | 1.1984 | 1.197 | 1.1956 | 1.1942 | 1.1928 | 1.1914 | 1.19 | 1.1886 | 1.1872 | 1.1858 | 1.1844 | 1.183 | 1.1815 | 1.1801 | 1.1787 | 1.1773 | 1.1759 | 1.1745 | 1.1731 | 1.1718 | 1.1704 | 1.1691 | 1.1677 | 1.1664 | 1.165 | 1.1637 | 1.1623 | 1.161 | 1.1596 | 1.1583 | 1.1569 | 1.1556 | 1.1542 | 1.1529 | 1.1515 | 1.1502 | 1.1488 | 1.1475 | 1.1461 | 1.1448 | 1.1434 | 1.1421 | 1.1407 | 1.1395 | 1.1383 | 1.137 | 1.1358 | 1.1346 | 1.1333 | 1.1321 | 1.1308 | 1.1296 | 1.1284 | 1.1271 | 1.1259 | 1.1247 | 1.1234 | 1.1222 | 1.121 | 1.1197 | 1.1185 | 1.1173 | 1.116 | 1.1148 | 1.1135 | 1.1123 | 1.1111 | 2.49 | 1.25 | 1.2489 | 1.2407 | 1.2267 | 1.2069 | 1.1731 | 1.1407 | 1.1111
| 2.5 | 1.25 | 1.2498 | 1.2496 | 1.2494 | 1.2493 | 1.2491 | 1.2489 | 1.2482 | 1.2475 | 1.2469 | 1.2462 | 1.2455 | 1.2448 | 1.2442 | 1.2435 | 1.2428 | 1.2422 | 1.2415 | 1.2408 | 1.2397 | 1.2385 | 1.2374 | 1.2362 | 1.2351 | 1.2339 | 1.2328 | 1.2316 | 1.2305 | 1.2294 | 1.2282 | 1.2271 | 1.2254 | 1.2238 | 1.2222 | 1.2205 | 1.2189 | 1.2173 | 1.2156 | 1.214 | 1.2124 | 1.2107 | 1.2091 | 1.2075 | 1.2061 | 1.2047 | 1.2033 | 1.2019 | 1.2005 | 1.1991 | 1.1977 | 1.1963 | 1.1949 | 1.1935 | 1.1921 | 1.1907 | 1.1893 | 1.1879 | 1.1865 | 1.1851 | 1.1837 | 1.1823 | 1.1809 | 1.1795 | 1.1781 | 1.1767 | 1.1753 | 1.1739 | 1.1726 | 1.1712 | 1.1699 | 1.1685 | 1.1672 | 1.1659 | 1.1645 | 1.1632 | 1.1618 | 1.1605 | 1.1592 | 1.1578 | 1.1565 | 1.1551 | 1.1538 | 1.1525 | 1.1511 | 1.1498 | 1.1484 | 1.1471 | 1.1458 | 1.1444 | 1.1431 | 1.1417 | 1.1405 | 1.1393 | 1.1381 | 1.1368 | 1.1356 | 1.1344 | 1.1331 | 1.1319 | 1.1307 | 1.1295 | 1.1282 | 1.127 | 1.1258 | 1.1246 | 1.1233 | 1.1221 | 1.1209 | 1.1196 | 1.1184 | 1.1172 | 1.116 | 1.1147 | 1.1135 | 1.1123 | 2.5 | 1.25 | 1.2489 | 1.2408 | 1.2271 | 1.2075 | 1.1739 | 1.1417 | 1.1123
| 2.51 | 1.25 | 1.2498 | 1.2496 | 1.2495 | 1.2493 | 1.2491 | 1.2489 | 1.2482 | 1.2476 | 1.2469 | 1.2463 | 1.2456 | 1.2449 | 1.2443 | 1.2436 | 1.2429 | 1.2423 | 1.2416 | 1.241 | 1.2398 | 1.2387 | 1.2376 | 1.2364 | 1.2353 | 1.2342 | 1.2331 | 1.2319 | 1.2308 | 1.2297 | 1.2286 | 1.2274 | 1.2258 | 1.2242 | 1.2226 | 1.221 | 1.2194 | 1.2177 | 1.2161 | 1.2145 | 1.2129 | 1.2113 | 1.2097 | 1.208 | 1.2066 | 1.2053 | 1.2039 | 1.2025 | 1.2011 | 1.1997 | 1.1983 | 1.1969 | 1.1955 | 1.1942 | 1.1928 | 1.1914 | 1.19 | 1.1886 | 1.1872 | 1.1858 | 1.1844 | 1.183 | 1.1817 | 1.1803 | 1.1789 | 1.1775 | 1.1761 | 1.1747 | 1.1734 | 1.1721 | 1.1707 | 1.1694 | 1.1681 | 1.1667 | 1.1654 | 1.1641 | 1.1627 | 1.1614 | 1.1601 | 1.1587 | 1.1574 | 1.1561 | 1.1547 | 1.1534 | 1.1521 | 1.1507 | 1.1494 | 1.1481 | 1.1467 | 1.1454 | 1.1441 | 1.1427 | 1.1415 | 1.1403 | 1.1391 | 1.1379 | 1.1366 | 1.1354 | 1.1342 | 1.133 | 1.1318 | 1.1306 | 1.1293 | 1.1281 | 1.1269 | 1.1257 | 1.1245 | 1.1232 | 1.122 | 1.1208 | 1.1196 | 1.1184 | 1.1172 | 1.1159 | 1.1147 | 1.1135 | 2.51 | 1.25 | 1.2489 | 1.241 | 1.2274 | 1.208 | 1.1747 | 1.1427 | 1.1135
| 2.52 | 1.25 | 1.2498 | 1.2496 | 1.2495 | 1.2493 | 1.2491 | 1.2489 | 1.2483 | 1.2476 | 1.247 | 1.2463 | 1.2457 | 1.245 | 1.2444 | 1.2437 | 1.2431 | 1.2424 | 1.2418 | 1.2411 | 1.24 | 1.2389 | 1.2378 | 1.2367 | 1.2356 | 1.2345 | 1.2334 | 1.2322 | 1.2311 | 1.23 | 1.2289 | 1.2278 | 1.2262 | 1.2246 | 1.223 | 1.2214 | 1.2198 | 1.2182 | 1.2166 | 1.215 | 1.2134 | 1.2118 | 1.2102 | 1.2086 | 1.2072 | 1.2059 | 1.2045 | 1.2031 | 1.2017 | 1.2003 | 1.199 | 1.1976 | 1.1962 | 1.1948 | 1.1934 | 1.1921 | 1.1907 | 1.1893 | 1.1879 | 1.1866 | 1.1852 | 1.1838 | 1.1824 | 1.181 | 1.1797 | 1.1783 | 1.1769 | 1.1755 | 1.1742 | 1.1729 | 1.1716 | 1.1702 | 1.1689 | 1.1676 | 1.1663 | 1.1649 | 1.1636 | 1.1623 | 1.161 | 1.1596 | 1.1583 | 1.157 | 1.1557 | 1.1543 | 1.153 | 1.1517 | 1.1504 | 1.149 | 1.1477 | 1.1464 | 1.145 | 1.1437 | 1.1425 | 1.1413 | 1.1401 | 1.1389 | 1.1377 | 1.1365 | 1.1353 | 1.1341 | 1.1328 | 1.1316 | 1.1304 | 1.1292 | 1.128 | 1.1268 | 1.1256 | 1.1244 | 1.1232 | 1.122 | 1.1208 | 1.1196 | 1.1183 | 1.1171 | 1.1159 | 1.1147 | 2.52 | 1.25 | 1.2489 | 1.2411 | 1.2278 | 1.2086 | 1.1755 | 1.1437 | 1.1147
| 2.53 | 1.25 | 1.2498 | 1.2496 | 1.2495 | 1.2493 | 1.2491 | 1.2489 | 1.2483 | 1.2477 | 1.247 | 1.2464 | 1.2457 | 1.2451 | 1.2445 | 1.2438 | 1.2432 | 1.2425 | 1.2419 | 1.2412 | 1.2402 | 1.2391 | 1.238 | 1.2369 | 1.2358 | 1.2347 | 1.2336 | 1.2326 | 1.2315 | 1.2304 | 1.2293 | 1.2282 | 1.2266 | 1.225 | 1.2235 | 1.2219 | 1.2203 | 1.2187 | 1.2171 | 1.2155 | 1.214 | 1.2124 | 1.2108 | 1.2092 | 1.2078 | 1.2065 | 1.2051 | 1.2037 | 1.2024 | 1.201 | 1.1996 | 1.1982 | 1.1969 | 1.1955 | 1.1941 | 1.1928 | 1.1914 | 1.19 | 1.1887 | 1.1873 | 1.1859 | 1.1845 | 1.1832 | 1.1818 | 1.1804 | 1.1791 | 1.1777 | 1.1763 | 1.175 | 1.1737 | 1.1724 | 1.1711 | 1.1697 | 1.1684 | 1.1671 | 1.1658 | 1.1645 | 1.1632 | 1.1618 | 1.1605 | 1.1592 | 1.1579 | 1.1566 | 1.1553 | 1.1539 | 1.1526 | 1.1513 | 1.15 | 1.1487 | 1.1474 | 1.146 | 1.1447 | 1.1435 | 1.1423 | 1.1411 | 1.1399 | 1.1387 | 1.1375 | 1.1363 | 1.1351 | 1.1339 | 1.1327 | 1.1315 | 1.1303 | 1.1291 | 1.1279 | 1.1267 | 1.1255 | 1.1243 | 1.1231 | 1.1219 | 1.1207 | 1.1195 | 1.1183 | 1.1171 | 1.1159 | 2.53 | 1.25 | 1.2489 | 1.2412 | 1.2282 | 1.2092 | 1.1763 | 1.1447 | 1.1159
| 2.54 | 1.25 | 1.2498 | 1.2497 | 1.2495 | 1.2493 | 1.2491 | 1.249 | 1.2483 | 1.2477 | 1.2471 | 1.2464 | 1.2458 | 1.2452 | 1.2445 | 1.2439 | 1.2433 | 1.2427 | 1.242 | 1.2414 | 1.2403 | 1.2393 | 1.2382 | 1.2371 | 1.2361 | 1.235 | 1.2339 | 1.2329 | 1.2318 | 1.2307 | 1.2296 | 1.2286 | 1.227 | 1.2254 | 1.2239 | 1.2223 | 1.2207 | 1.2192 | 1.2176 | 1.216 | 1.2145 | 1.2129 | 1.2113 | 1.2098 | 1.2084 | 1.2071 | 1.2057 | 1.2043 | 1.203 | 1.2016 | 1.2003 | 1.1989 | 1.1975 | 1.1962 | 1.1948 | 1.1935 | 1.1921 | 1.1907 | 1.1894 | 1.188 | 1.1867 | 1.1853 | 1.1839 | 1.1826 | 1.1812 | 1.1799 | 1.1785 | 1.1771 | 1.1758 | 1.1745 | 1.1732 | 1.1719 | 1.1706 | 1.1693 | 1.168 | 1.1667 | 1.1654 | 1.164 | 1.1627 | 1.1614 | 1.1601 | 1.1588 | 1.1575 | 1.1562 | 1.1549 | 1.1536 | 1.1523 | 1.151 | 1.1496 | 1.1483 | 1.147 | 1.1457 | 1.1445 | 1.1433 | 1.1421 | 1.141 | 1.1398 | 1.1386 | 1.1374 | 1.1362 | 1.135 | 1.1338 | 1.1326 | 1.1314 | 1.1302 | 1.1291 | 1.1279 | 1.1267 | 1.1255 | 1.1243 | 1.1231 | 1.1219 | 1.1207 | 1.1195 | 1.1183 | 1.1171 | 2.54 | 1.25 | 1.249 | 1.2414 | 1.2286 | 1.2098 | 1.1771 | 1.1457 | 1.1171
| 2.55 | 1.25 | 1.2498 | 1.2497 | 1.2495 | 1.2493 | 1.2492 | 1.249 | 1.2484 | 1.2477 | 1.2471 | 1.2465 | 1.2459 | 1.2453 | 1.2446 | 1.244 | 1.2434 | 1.2428 | 1.2422 | 1.2415 | 1.2405 | 1.2394 | 1.2384 | 1.2373 | 1.2363 | 1.2352 | 1.2342 | 1.2332 | 1.2321 | 1.2311 | 1.23 | 1.229 | 1.2274 | 1.2259 | 1.2243 | 1.2228 | 1.2212 | 1.2197 | 1.2181 | 1.2166 | 1.215 | 1.2135 | 1.2119 | 1.2104 | 1.209 | 1.2077 | 1.2063 | 1.205 | 1.2036 | 1.2023 | 1.2009 | 1.1996 | 1.1982 | 1.1969 | 1.1955 | 1.1942 | 1.1928 | 1.1915 | 1.1901 | 1.1888 | 1.1874 | 1.1861 | 1.1847 | 1.1834 | 1.182 | 1.1807 | 1.1793 | 1.1779 | 1.1766 | 1.1753 | 1.174 | 1.1727 | 1.1714 | 1.1701 | 1.1688 | 1.1675 | 1.1662 | 1.1649 | 1.1636 | 1.1623 | 1.161 | 1.1597 | 1.1584 | 1.1571 | 1.1558 | 1.1545 | 1.1532 | 1.1519 | 1.1506 | 1.1493 | 1.148 | 1.1467 | 1.1455 | 1.1444 | 1.1432 | 1.142 | 1.1408 | 1.1396 | 1.1384 | 1.1373 | 1.1361 | 1.1349 | 1.1337 | 1.1325 | 1.1314 | 1.1302 | 1.129 | 1.1278 | 1.1266 | 1.1255 | 1.1243 | 1.1231 | 1.1219 | 1.1207 | 1.1195 | 1.1184 | 2.55 | 1.25 | 1.249 | 1.2415 | 1.229 | 1.2104 | 1.1779 | 1.1467 | 1.1184
| 2.56 | 1.25 | 1.2498 | 1.2497 | 1.2495 | 1.2493 | 1.2492 | 1.249 | 1.2484 | 1.2478 | 1.2472 | 1.2466 | 1.246 | 1.2453 | 1.2447 | 1.2441 | 1.2435 | 1.2429 | 1.2423 | 1.2417 | 1.2407 | 1.2396 | 1.2386 | 1.2376 | 1.2365 | 1.2355 | 1.2345 | 1.2335 | 1.2324 | 1.2314 | 1.2304 | 1.2293 | 1.2278 | 1.2263 | 1.2247 | 1.2232 | 1.2217 | 1.2201 | 1.2186 | 1.2171 | 1.2155 | 1.214 | 1.2125 | 1.2109 | 1.2096 | 1.2083 | 1.2069 | 1.2056 | 1.2042 | 1.2029 | 1.2016 | 1.2002 | 1.1989 | 1.1975 | 1.1962 | 1.1949 | 1.1935 | 1.1922 | 1.1908 | 1.1895 | 1.1881 | 1.1868 | 1.1855 | 1.1841 | 1.1828 | 1.1814 | 1.1801 | 1.1788 | 1.1775 | 1.1762 | 1.1749 | 1.1736 | 1.1723 | 1.171 | 1.1697 | 1.1684 | 1.1671 | 1.1658 | 1.1645 | 1.1632 | 1.1619 | 1.1606 | 1.1594 | 1.1581 | 1.1568 | 1.1555 | 1.1542 | 1.1529 | 1.1516 | 1.1503 | 1.149 | 1.1477 | 1.1465 | 1.1454 | 1.1442 | 1.143 | 1.1418 | 1.1407 | 1.1395 | 1.1383 | 1.1372 | 1.136 | 1.1348 | 1.1336 | 1.1325 | 1.1313 | 1.1301 | 1.129 | 1.1278 | 1.1266 | 1.1254 | 1.1243 | 1.1231 | 1.1219 | 1.1208 | 1.1196 | 2.56 | 1.25 | 1.249 | 1.2417 | 1.2293 | 1.2109 | 1.1788 | 1.1477 | 1.1196
| 2.57 | 1.25 | 1.2498 | 1.2497 | 1.2495 | 1.2494 | 1.2492 | 1.249 | 1.2484 | 1.2478 | 1.2472 | 1.2466 | 1.246 | 1.2454 | 1.2448 | 1.2442 | 1.2436 | 1.243 | 1.2424 | 1.2418 | 1.2408 | 1.2398 | 1.2388 | 1.2378 | 1.2368 | 1.2358 | 1.2348 | 1.2338 | 1.2327 | 1.2317 | 1.2307 | 1.2297 | 1.2282 | 1.2267 | 1.2252 | 1.2237 | 1.2221 | 1.2206 | 1.2191 | 1.2176 | 1.2161 | 1.2146 | 1.213 | 1.2115 | 1.2102 | 1.2089 | 1.2075 | 1.2062 | 1.2049 | 1.2035 | 1.2022 | 1.2009 | 1.1995 | 1.1982 | 1.1969 | 1.1955 | 1.1942 | 1.1929 | 1.1916 | 1.1902 | 1.1889 | 1.1876 | 1.1862 | 1.1849 | 1.1836 | 1.1822 | 1.1809 | 1.1796 | 1.1783 | 1.177 | 1.1757 | 1.1744 | 1.1731 | 1.1719 | 1.1706 | 1.1693 | 1.168 | 1.1667 | 1.1654 | 1.1641 | 1.1629 | 1.1616 | 1.1603 | 1.159 | 1.1577 | 1.1564 | 1.1551 | 1.1538 | 1.1526 | 1.1513 | 1.15 | 1.1487 | 1.1475 | 1.1464 | 1.1452 | 1.1441 | 1.1429 | 1.1417 | 1.1406 | 1.1394 | 1.1382 | 1.1371 | 1.1359 | 1.1348 | 1.1336 | 1.1324 | 1.1313 | 1.1301 | 1.1289 | 1.1278 | 1.1266 | 1.1254 | 1.1243 | 1.1231 | 1.122 | 1.1208 | 2.57 | 1.25 | 1.249 | 1.2418 | 1.2297 | 1.2115 | 1.1796 | 1.1487 | 1.1208
| 2.58 | 1.25 | 1.2498 | 1.2497 | 1.2495 | 1.2494 | 1.2492 | 1.2491 | 1.2485 | 1.2479 | 1.2473 | 1.2467 | 1.2461 | 1.2455 | 1.2449 | 1.2443 | 1.2437 | 1.2432 | 1.2426 | 1.242 | 1.241 | 1.24 | 1.239 | 1.238 | 1.237 | 1.236 | 1.235 | 1.2341 | 1.2331 | 1.2321 | 1.2311 | 1.2301 | 1.2286 | 1.2271 | 1.2256 | 1.2241 | 1.2226 | 1.2211 | 1.2196 | 1.2181 | 1.2166 | 1.2151 | 1.2136 | 1.2121 | 1.2108 | 1.2095 | 1.2081 | 1.2068 | 1.2055 | 1.2042 | 1.2029 | 1.2015 | 1.2002 | 1.1989 | 1.1976 | 1.1962 | 1.1949 | 1.1936 | 1.1923 | 1.191 | 1.1896 | 1.1883 | 1.187 | 1.1857 | 1.1843 | 1.183 | 1.1817 | 1.1804 | 1.1791 | 1.1778 | 1.1765 | 1.1753 | 1.174 | 1.1727 | 1.1714 | 1.1701 | 1.1689 | 1.1676 | 1.1663 | 1.165 | 1.1638 | 1.1625 | 1.1612 | 1.1599 | 1.1586 | 1.1574 | 1.1561 | 1.1548 | 1.1535 | 1.1523 | 1.151 | 1.1497 | 1.1485 | 1.1474 | 1.1462 | 1.1451 | 1.1439 | 1.1428 | 1.1416 | 1.1405 | 1.1393 | 1.1382 | 1.137 | 1.1359 | 1.1347 | 1.1335 | 1.1324 | 1.1312 | 1.1301 | 1.1289 | 1.1278 | 1.1266 | 1.1255 | 1.1243 | 1.1232 | 1.122 | 2.58 | 1.25 | 1.2491 | 1.242 | 1.2301 | 1.2121 | 1.1804 | 1.1497 | 1.122
| 2.59 | 1.25 | 1.2498 | 1.2497 | 1.2495 | 1.2494 | 1.2492 | 1.2491 | 1.2485 | 1.2479 | 1.2473 | 1.2468 | 1.2462 | 1.2456 | 1.245 | 1.2444 | 1.2439 | 1.2433 | 1.2427 | 1.2421 | 1.2412 | 1.2402 | 1.2392 | 1.2382 | 1.2373 | 1.2363 | 1.2353 | 1.2344 | 1.2334 | 1.2324 | 1.2315 | 1.2305 | 1.229 | 1.2275 | 1.226 | 1.2246 | 1.2231 | 1.2216 | 1.2201 | 1.2186 | 1.2171 | 1.2157 | 1.2142 | 1.2127 | 1.2114 | 1.2101 | 1.2088 | 1.2074 | 1.2061 | 1.2048 | 1.2035 | 1.2022 | 1.2009 | 1.1996 | 1.1983 | 1.1969 | 1.1956 | 1.1943 | 1.193 | 1.1917 | 1.1904 | 1.1891 | 1.1877 | 1.1864 | 1.1851 | 1.1838 | 1.1825 | 1.1812 | 1.1799 | 1.1786 | 1.1774 | 1.1761 | 1.1748 | 1.1736 | 1.1723 | 1.171 | 1.1698 | 1.1685 | 1.1672 | 1.1659 | 1.1647 | 1.1634 | 1.1621 | 1.1609 | 1.1596 | 1.1583 | 1.157 | 1.1558 | 1.1545 | 1.1532 | 1.152 | 1.1507 | 1.1496 | 1.1484 | 1.1473 | 1.1461 | 1.145 | 1.1438 | 1.1427 | 1.1415 | 1.1404 | 1.1393 | 1.1381 | 1.137 | 1.1358 | 1.1347 | 1.1335 | 1.1324 | 1.1312 | 1.1301 | 1.1289 | 1.1278 | 1.1267 | 1.1255 | 1.1244 | 1.1232 | 2.59 | 1.25 | 1.2491 | 1.2421 | 1.2305 | 1.2127 | 1.1812 | 1.1507 | 1.1232
| 2.6 | 1.25 | 1.2499 | 1.2497 | 1.2496 | 1.2494 | 1.2493 | 1.2491 | 1.2485 | 1.248 | 1.2474 | 1.2468 | 1.2463 | 1.2457 | 1.2451 | 1.2445 | 1.244 | 1.2434 | 1.2428 | 1.2423 | 1.2413 | 1.2404 | 1.2394 | 1.2385 | 1.2375 | 1.2366 | 1.2356 | 1.2347 | 1.2337 | 1.2328 | 1.2318 | 1.2309 | 1.2294 | 1.2279 | 1.2265 | 1.225 | 1.2235 | 1.2221 | 1.2206 | 1.2191 | 1.2177 | 1.2162 | 1.2147 | 1.2133 | 1.212 | 1.2107 | 1.2094 | 1.2081 | 1.2068 | 1.2055 | 1.2042 | 1.2028 | 1.2015 | 1.2002 | 1.1989 | 1.1976 | 1.1963 | 1.195 | 1.1937 | 1.1924 | 1.1911 | 1.1898 | 1.1885 | 1.1872 | 1.1859 | 1.1846 | 1.1833 | 1.182 | 1.1807 | 1.1795 | 1.1782 | 1.1769 | 1.1757 | 1.1744 | 1.1732 | 1.1719 | 1.1706 | 1.1694 | 1.1681 | 1.1668 | 1.1656 | 1.1643 | 1.1631 | 1.1618 | 1.1605 | 1.1593 | 1.158 | 1.1567 | 1.1555 | 1.1542 | 1.153 | 1.1517 | 1.1506 | 1.1494 | 1.1483 | 1.1472 | 1.146 | 1.1449 | 1.1437 | 1.1426 | 1.1415 | 1.1403 | 1.1392 | 1.1381 | 1.1369 | 1.1358 | 1.1347 | 1.1335 | 1.1324 | 1.1313 | 1.1301 | 1.129 | 1.1278 | 1.1267 | 1.1256 | 1.1244 | 2.6 | 1.25 | 1.2491 | 1.2423 | 1.2309 | 1.2133 | 1.182 | 1.1517 | 1.1244
| 2.61 | 1.25 | 1.2499 | 1.2497 | 1.2496 | 1.2494 | 1.2493 | 1.2491 | 1.2486 | 1.248 | 1.2474 | 1.2469 | 1.2463 | 1.2458 | 1.2452 | 1.2447 | 1.2441 | 1.2435 | 1.243 | 1.2424 | 1.2415 | 1.2406 | 1.2396 | 1.2387 | 1.2378 | 1.2368 | 1.2359 | 1.235 | 1.234 | 1.2331 | 1.2322 | 1.2312 | 1.2298 | 1.2283 | 1.2269 | 1.2254 | 1.224 | 1.2226 | 1.2211 | 1.2197 | 1.2182 | 1.2168 | 1.2153 | 1.2139 | 1.2126 | 1.2113 | 1.21 | 1.2087 | 1.2074 | 1.2061 | 1.2048 | 1.2035 | 1.2022 | 1.2009 | 1.1996 | 1.1983 | 1.197 | 1.1957 | 1.1944 | 1.1932 | 1.1919 | 1.1906 | 1.1893 | 1.188 | 1.1867 | 1.1854 | 1.1841 | 1.1828 | 1.1815 | 1.1803 | 1.179 | 1.1778 | 1.1765 | 1.1753 | 1.174 | 1.1728 | 1.1715 | 1.1703 | 1.169 | 1.1677 | 1.1665 | 1.1652 | 1.164 | 1.1627 | 1.1615 | 1.1602 | 1.159 | 1.1577 | 1.1565 | 1.1552 | 1.1539 | 1.1527 | 1.1516 | 1.1504 | 1.1493 | 1.1482 | 1.1471 | 1.1459 | 1.1448 | 1.1437 | 1.1426 | 1.1414 | 1.1403 | 1.1392 | 1.138 | 1.1369 | 1.1358 | 1.1347 | 1.1335 | 1.1324 | 1.1313 | 1.1302 | 1.129 | 1.1279 | 1.1268 | 1.1257 | 2.61 | 1.25 | 1.2491 | 1.2424 | 1.2312 | 1.2139 | 1.1828 | 1.1527 | 1.1257
| 2.62 | 1.25 | 1.2499 | 1.2497 | 1.2496 | 1.2494 | 1.2493 | 1.2491 | 1.2486 | 1.2481 | 1.2475 | 1.247 | 1.2464 | 1.2459 | 1.2453 | 1.2448 | 1.2442 | 1.2437 | 1.2431 | 1.2426 | 1.2416 | 1.2407 | 1.2398 | 1.2389 | 1.238 | 1.2371 | 1.2362 | 1.2353 | 1.2344 | 1.2334 | 1.2325 | 1.2316 | 1.2302 | 1.2288 | 1.2273 | 1.2259 | 1.2245 | 1.223 | 1.2216 | 1.2202 | 1.2187 | 1.2173 | 1.2159 | 1.2144 | 1.2132 | 1.2119 | 1.2106 | 1.2093 | 1.208 | 1.2067 | 1.2055 | 1.2042 | 1.2029 | 1.2016 | 1.2003 | 1.199 | 1.1977 | 1.1965 | 1.1952 | 1.1939 | 1.1926 | 1.1913 | 1.19 | 1.1887 | 1.1875 | 1.1862 | 1.1849 | 1.1836 | 1.1824 | 1.1811 | 1.1799 | 1.1786 | 1.1774 | 1.1761 | 1.1749 | 1.1736 | 1.1724 | 1.1711 | 1.1699 | 1.1686 | 1.1674 | 1.1662 | 1.1649 | 1.1637 | 1.1624 | 1.1612 | 1.1599 | 1.1587 | 1.1574 | 1.1562 | 1.1549 | 1.1537 | 1.1526 | 1.1515 | 1.1503 | 1.1492 | 1.1481 | 1.147 | 1.1459 | 1.1447 | 1.1436 | 1.1425 | 1.1414 | 1.1403 | 1.1392 | 1.138 | 1.1369 | 1.1358 | 1.1347 | 1.1336 | 1.1325 | 1.1313 | 1.1302 | 1.1291 | 1.128 | 1.1269 | 2.62 | 1.25 | 1.2491 | 1.2426 | 1.2316 | 1.2144 | 1.1836 | 1.1537 | 1.1269
| 2.63 | 1.25 | 1.2499 | 1.2497 | 1.2496 | 1.2494 | 1.2493 | 1.2492 | 1.2486 | 1.2481 | 1.2476 | 1.247 | 1.2465 | 1.2459 | 1.2454 | 1.2449 | 1.2443 | 1.2438 | 1.2432 | 1.2427 | 1.2418 | 1.2409 | 1.24 | 1.2391 | 1.2382 | 1.2374 | 1.2365 | 1.2356 | 1.2347 | 1.2338 | 1.2329 | 1.232 | 1.2306 | 1.2292 | 1.2278 | 1.2263 | 1.2249 | 1.2235 | 1.2221 | 1.2207 | 1.2193 | 1.2179 | 1.2164 | 1.215 | 1.2138 | 1.2125 | 1.2112 | 1.2099 | 1.2087 | 1.2074 | 1.2061 | 1.2048 | 1.2035 | 1.2023 | 1.201 | 1.1997 | 1.1984 | 1.1972 | 1.1959 | 1.1946 | 1.1933 | 1.1921 | 1.1908 | 1.1895 | 1.1882 | 1.187 | 1.1857 | 1.1844 | 1.1832 | 1.1819 | 1.1807 | 1.1795 | 1.1782 | 1.177 | 1.1757 | 1.1745 | 1.1733 | 1.172 | 1.1708 | 1.1695 | 1.1683 | 1.1671 | 1.1658 | 1.1646 | 1.1634 | 1.1621 | 1.1609 | 1.1596 | 1.1584 | 1.1572 | 1.1559 | 1.1547 | 1.1536 | 1.1525 | 1.1514 | 1.1503 | 1.1491 | 1.148 | 1.1469 | 1.1458 | 1.1447 | 1.1436 | 1.1425 | 1.1414 | 1.1403 | 1.1392 | 1.1381 | 1.137 | 1.1358 | 1.1347 | 1.1336 | 1.1325 | 1.1314 | 1.1303 | 1.1292 | 1.1281 | 2.63 | 1.25 | 1.2492 | 1.2427 | 1.232 | 1.215 | 1.1844 | 1.1547 | 1.1281
| 2.64 | 1.25 | 1.2499 | 1.2497 | 1.2496 | 1.2495 | 1.2493 | 1.2492 | 1.2487 | 1.2481 | 1.2476 | 1.2471 | 1.2466 | 1.246 | 1.2455 | 1.245 | 1.2444 | 1.2439 | 1.2434 | 1.2429 | 1.242 | 1.2411 | 1.2402 | 1.2394 | 1.2385 | 1.2376 | 1.2367 | 1.2359 | 1.235 | 1.2341 | 1.2333 | 1.2324 | 1.231 | 1.2296 | 1.2282 | 1.2268 | 1.2254 | 1.224 | 1.2226 | 1.2212 | 1.2198 | 1.2184 | 1.217 | 1.2156 | 1.2143 | 1.2131 | 1.2118 | 1.2105 | 1.2093 | 1.208 | 1.2067 | 1.2055 | 1.2042 | 1.2029 | 1.2017 | 1.2004 | 1.1991 | 1.1979 | 1.1966 | 1.1954 | 1.1941 | 1.1928 | 1.1916 | 1.1903 | 1.189 | 1.1878 | 1.1865 | 1.1852 | 1.184 | 1.1828 | 1.1815 | 1.1803 | 1.1791 | 1.1778 | 1.1766 | 1.1754 | 1.1741 | 1.1729 | 1.1717 | 1.1705 | 1.1692 | 1.168 | 1.1668 | 1.1655 | 1.1643 | 1.1631 | 1.1618 | 1.1606 | 1.1594 | 1.1581 | 1.1569 | 1.1557 | 1.1546 | 1.1535 | 1.1524 | 1.1513 | 1.1502 | 1.1491 | 1.148 | 1.1469 | 1.1458 | 1.1447 | 1.1436 | 1.1425 | 1.1414 | 1.1403 | 1.1392 | 1.1381 | 1.137 | 1.1359 | 1.1348 | 1.1337 | 1.1326 | 1.1315 | 1.1304 | 1.1293 | 2.64 | 1.25 | 1.2492 | 1.2429 | 1.2324 | 1.2156 | 1.1852 | 1.1557 | 1.1293
| 2.65 | 1.25 | 1.2499 | 1.2497 | 1.2496 | 1.2495 | 1.2493 | 1.2492 | 1.2487 | 1.2482 | 1.2477 | 1.2471 | 1.2466 | 1.2461 | 1.2456 | 1.2451 | 1.2446 | 1.244 | 1.2435 | 1.243 | 1.2421 | 1.2413 | 1.2404 | 1.2396 | 1.2387 | 1.2379 | 1.237 | 1.2362 | 1.2353 | 1.2345 | 1.2336 | 1.2328 | 1.2314 | 1.23 | 1.2286 | 1.2272 | 1.2259 | 1.2245 | 1.2231 | 1.2217 | 1.2203 | 1.219 | 1.2176 | 1.2162 | 1.2149 | 1.2137 | 1.2124 | 1.2112 | 1.2099 | 1.2087 | 1.2074 | 1.2061 | 1.2049 | 1.2036 | 1.2024 | 1.2011 | 1.1999 | 1.1986 | 1.1973 | 1.1961 | 1.1948 | 1.1936 | 1.1923 | 1.1911 | 1.1898 | 1.1885 | 1.1873 | 1.186 | 1.1848 | 1.1836 | 1.1824 | 1.1811 | 1.1799 | 1.1787 | 1.1775 | 1.1762 | 1.175 | 1.1738 | 1.1726 | 1.1714 | 1.1701 | 1.1689 | 1.1677 | 1.1665 | 1.1652 | 1.164 | 1.1628 | 1.1616 | 1.1603 | 1.1591 | 1.1579 | 1.1567 | 1.1556 | 1.1545 | 1.1534 | 1.1523 | 1.1512 | 1.1501 | 1.149 | 1.148 | 1.1469 | 1.1458 | 1.1447 | 1.1436 | 1.1425 | 1.1414 | 1.1403 | 1.1392 | 1.1381 | 1.1371 | 1.136 | 1.1349 | 1.1338 | 1.1327 | 1.1316 | 1.1305 | 2.65 | 1.25 | 1.2492 | 1.243 | 1.2328 | 1.2162 | 1.186 | 1.1567 | 1.1305
| 2.66 | 1.25 | 1.2499 | 1.2497 | 1.2496 | 1.2495 | 1.2494 | 1.2492 | 1.2487 | 1.2482 | 1.2477 | 1.2472 | 1.2467 | 1.2462 | 1.2457 | 1.2452 | 1.2447 | 1.2442 | 1.2437 | 1.2431 | 1.2423 | 1.2415 | 1.2406 | 1.2398 | 1.239 | 1.2381 | 1.2373 | 1.2365 | 1.2356 | 1.2348 | 1.234 | 1.2331 | 1.2318 | 1.2304 | 1.229 | 1.2277 | 1.2263 | 1.225 | 1.2236 | 1.2222 | 1.2209 | 1.2195 | 1.2181 | 1.2168 | 1.2155 | 1.2143 | 1.213 | 1.2118 | 1.2105 | 1.2093 | 1.208 | 1.2068 | 1.2055 | 1.2043 | 1.2031 | 1.2018 | 1.2006 | 1.1993 | 1.1981 | 1.1968 | 1.1956 | 1.1943 | 1.1931 | 1.1918 | 1.1906 | 1.1893 | 1.1881 | 1.1868 | 1.1856 | 1.1844 | 1.1832 | 1.182 | 1.1808 | 1.1795 | 1.1783 | 1.1771 | 1.1759 | 1.1747 | 1.1735 | 1.1723 | 1.171 | 1.1698 | 1.1686 | 1.1674 | 1.1662 | 1.165 | 1.1637 | 1.1625 | 1.1613 | 1.1601 | 1.1589 | 1.1577 | 1.1566 | 1.1555 | 1.1544 | 1.1534 | 1.1523 | 1.1512 | 1.1501 | 1.149 | 1.1479 | 1.1469 | 1.1458 | 1.1447 | 1.1436 | 1.1425 | 1.1415 | 1.1404 | 1.1393 | 1.1382 | 1.1371 | 1.1361 | 1.135 | 1.1339 | 1.1328 | 1.1317 | 2.66 | 1.25 | 1.2492 | 1.2431 | 1.2331 | 1.2168 | 1.1868 | 1.1577 | 1.1317
| 2.67 | 1.25 | 1.2499 | 1.2498 | 1.2496 | 1.2495 | 1.2494 | 1.2493 | 1.2488 | 1.2483 | 1.2478 | 1.2473 | 1.2468 | 1.2463 | 1.2458 | 1.2453 | 1.2448 | 1.2443 | 1.2438 | 1.2433 | 1.2425 | 1.2417 | 1.2408 | 1.24 | 1.2392 | 1.2384 | 1.2376 | 1.2368 | 1.236 | 1.2351 | 1.2343 | 1.2335 | 1.2322 | 1.2308 | 1.2295 | 1.2281 | 1.2268 | 1.2254 | 1.2241 | 1.2227 | 1.2214 | 1.2201 | 1.2187 | 1.2174 | 1.2161 | 1.2149 | 1.2136 | 1.2124 | 1.2112 | 1.2099 | 1.2087 | 1.2075 | 1.2062 | 1.205 | 1.2037 | 1.2025 | 1.2013 | 1.2 | 1.1988 | 1.1975 | 1.1963 | 1.1951 | 1.1938 | 1.1926 | 1.1914 | 1.1901 | 1.1889 | 1.1876 | 1.1864 | 1.1852 | 1.184 | 1.1828 | 1.1816 | 1.1804 | 1.1792 | 1.178 | 1.1768 | 1.1756 | 1.1744 | 1.1732 | 1.172 | 1.1707 | 1.1695 | 1.1683 | 1.1671 | 1.1659 | 1.1647 | 1.1635 | 1.1623 | 1.1611 | 1.1599 | 1.1587 | 1.1576 | 1.1565 | 1.1555 | 1.1544 | 1.1533 | 1.1522 | 1.1512 | 1.1501 | 1.149 | 1.148 | 1.1469 | 1.1458 | 1.1447 | 1.1437 | 1.1426 | 1.1415 | 1.1405 | 1.1394 | 1.1383 | 1.1372 | 1.1362 | 1.1351 | 1.134 | 1.1329 | 2.67 | 1.25 | 1.2493 | 1.2433 | 1.2335 | 1.2174 | 1.1876 | 1.1587 | 1.1329
| 2.68 | 1.25 | 1.2499 | 1.2498 | 1.2496 | 1.2495 | 1.2494 | 1.2493 | 1.2488 | 1.2483 | 1.2478 | 1.2473 | 1.2468 | 1.2464 | 1.2459 | 1.2454 | 1.2449 | 1.2444 | 1.2439 | 1.2434 | 1.2426 | 1.2418 | 1.2411 | 1.2403 | 1.2395 | 1.2387 | 1.2379 | 1.2371 | 1.2363 | 1.2355 | 1.2347 | 1.2339 | 1.2326 | 1.2312 | 1.2299 | 1.2286 | 1.2272 | 1.2259 | 1.2246 | 1.2233 | 1.2219 | 1.2206 | 1.2193 | 1.2179 | 1.2167 | 1.2155 | 1.2143 | 1.213 | 1.2118 | 1.2106 | 1.2093 | 1.2081 | 1.2069 | 1.2057 | 1.2044 | 1.2032 | 1.202 | 1.2007 | 1.1995 | 1.1983 | 1.1971 | 1.1958 | 1.1946 | 1.1934 | 1.1921 | 1.1909 | 1.1897 | 1.1885 | 1.1873 | 1.1861 | 1.1849 | 1.1837 | 1.1825 | 1.1813 | 1.1801 | 1.1789 | 1.1777 | 1.1765 | 1.1753 | 1.1741 | 1.1729 | 1.1717 | 1.1705 | 1.1693 | 1.1681 | 1.1669 | 1.1657 | 1.1645 | 1.1633 | 1.1621 | 1.1609 | 1.1597 | 1.1586 | 1.1575 | 1.1565 | 1.1554 | 1.1544 | 1.1533 | 1.1522 | 1.1512 | 1.1501 | 1.149 | 1.148 | 1.1469 | 1.1459 | 1.1448 | 1.1437 | 1.1427 | 1.1416 | 1.1405 | 1.1395 | 1.1384 | 1.1374 | 1.1363 | 1.1352 | 1.1342 | 2.68 | 1.25 | 1.2493 | 1.2434 | 1.2339 | 1.2179 | 1.1885 | 1.1597 | 1.1342
| 2.69 | 1.25 | 1.2499 | 1.2498 | 1.2497 | 1.2495 | 1.2494 | 1.2493 | 1.2488 | 1.2484 | 1.2479 | 1.2474 | 1.2469 | 1.2464 | 1.246 | 1.2455 | 1.245 | 1.2445 | 1.2441 | 1.2436 | 1.2428 | 1.242 | 1.2413 | 1.2405 | 1.2397 | 1.2389 | 1.2382 | 1.2374 | 1.2366 | 1.2358 | 1.2351 | 1.2343 | 1.233 | 1.2317 | 1.2303 | 1.229 | 1.2277 | 1.2264 | 1.2251 | 1.2238 | 1.2225 | 1.2212 | 1.2198 | 1.2185 | 1.2173 | 1.2161 | 1.2149 | 1.2136 | 1.2124 | 1.2112 | 1.21 | 1.2088 | 1.2076 | 1.2063 | 1.2051 | 1.2039 | 1.2027 | 1.2015 | 1.2002 | 1.199 | 1.1978 | 1.1966 | 1.1954 | 1.1941 | 1.1929 | 1.1917 | 1.1905 | 1.1893 | 1.1881 | 1.1869 | 1.1857 | 1.1845 | 1.1833 | 1.1821 | 1.1809 | 1.1797 | 1.1785 | 1.1773 | 1.1762 | 1.175 | 1.1738 | 1.1726 | 1.1714 | 1.1702 | 1.169 | 1.1678 | 1.1666 | 1.1654 | 1.1642 | 1.163 | 1.1619 | 1.1607 | 1.1596 | 1.1586 | 1.1575 | 1.1564 | 1.1554 | 1.1543 | 1.1533 | 1.1522 | 1.1512 | 1.1501 | 1.1491 | 1.148 | 1.147 | 1.1459 | 1.1449 | 1.1438 | 1.1428 | 1.1417 | 1.1406 | 1.1396 | 1.1385 | 1.1375 | 1.1364 | 1.1354 | 2.69 | 1.25 | 1.2493 | 1.2436 | 1.2343 | 1.2185 | 1.1893 | 1.1607 | 1.1354
| 2.7 | 1.25 | 1.2499 | 1.2498 | 1.2497 | 1.2496 | 1.2494 | 1.2493 | 1.2489 | 1.2484 | 1.2479 | 1.2475 | 1.247 | 1.2465 | 1.2461 | 1.2456 | 1.2451 | 1.2447 | 1.2442 | 1.2437 | 1.243 | 1.2422 | 1.2415 | 1.2407 | 1.2399 | 1.2392 | 1.2384 | 1.2377 | 1.2369 | 1.2362 | 1.2354 | 1.2347 | 1.2334 | 1.2321 | 1.2308 | 1.2295 | 1.2282 | 1.2269 | 1.2256 | 1.2243 | 1.223 | 1.2217 | 1.2204 | 1.2191 | 1.2179 | 1.2167 | 1.2155 | 1.2143 | 1.2131 | 1.2118 | 1.2106 | 1.2094 | 1.2082 | 1.207 | 1.2058 | 1.2046 | 1.2034 | 1.2022 | 1.201 | 1.1997 | 1.1985 | 1.1973 | 1.1961 | 1.1949 | 1.1937 | 1.1925 | 1.1913 | 1.1901 | 1.1889 | 1.1877 | 1.1865 | 1.1853 | 1.1841 | 1.183 | 1.1818 | 1.1806 | 1.1794 | 1.1782 | 1.177 | 1.1759 | 1.1747 | 1.1735 | 1.1723 | 1.1711 | 1.1699 | 1.1688 | 1.1676 | 1.1664 | 1.1652 | 1.164 | 1.1628 | 1.1617 | 1.1606 | 1.1596 | 1.1585 | 1.1575 | 1.1564 | 1.1554 | 1.1543 | 1.1533 | 1.1523 | 1.1512 | 1.1502 | 1.1491 | 1.1481 | 1.147 | 1.146 | 1.1449 | 1.1439 | 1.1429 | 1.1418 | 1.1408 | 1.1397 | 1.1387 | 1.1376 | 1.1366 | 2.7 | 1.25 | 1.2493 | 1.2437 | 1.2347 | 1.2191 | 1.1901 | 1.1617 | 1.1366
| 2.71 | 1.25 | 1.2499 | 1.2498 | 1.2497 | 1.2496 | 1.2495 | 1.2494 | 1.2489 | 1.2484 | 1.248 | 1.2475 | 1.2471 | 1.2466 | 1.2462 | 1.2457 | 1.2452 | 1.2448 | 1.2443 | 1.2439 | 1.2431 | 1.2424 | 1.2417 | 1.2409 | 1.2402 | 1.2395 | 1.2387 | 1.238 | 1.2372 | 1.2365 | 1.2358 | 1.235 | 1.2338 | 1.2325 | 1.2312 | 1.2299 | 1.2286 | 1.2274 | 1.2261 | 1.2248 | 1.2235 | 1.2222 | 1.221 | 1.2197 | 1.2185 | 1.2173 | 1.2161 | 1.2149 | 1.2137 | 1.2125 | 1.2113 | 1.2101 | 1.2089 | 1.2077 | 1.2065 | 1.2053 | 1.2041 | 1.2029 | 1.2017 | 1.2005 | 1.1993 | 1.1981 | 1.1969 | 1.1957 | 1.1945 | 1.1933 | 1.1921 | 1.1909 | 1.1897 | 1.1885 | 1.1873 | 1.1862 | 1.185 | 1.1838 | 1.1826 | 1.1815 | 1.1803 | 1.1791 | 1.1779 | 1.1768 | 1.1756 | 1.1744 | 1.1732 | 1.1721 | 1.1709 | 1.1697 | 1.1685 | 1.1674 | 1.1662 | 1.165 | 1.1638 | 1.1627 | 1.1616 | 1.1606 | 1.1596 | 1.1585 | 1.1575 | 1.1564 | 1.1554 | 1.1544 | 1.1533 | 1.1523 | 1.1513 | 1.1502 | 1.1492 | 1.1482 | 1.1471 | 1.1461 | 1.1451 | 1.144 | 1.143 | 1.142 | 1.1409 | 1.1399 | 1.1388 | 1.1378 | 2.71 | 1.25 | 1.2494 | 1.2439 | 1.235 | 1.2197 | 1.1909 | 1.1627 | 1.1378
| 2.72 | 1.25 | 1.2499 | 1.2498 | 1.2497 | 1.2496 | 1.2495 | 1.2494 | 1.2489 | 1.2485 | 1.248 | 1.2476 | 1.2471 | 1.2467 | 1.2463 | 1.2458 | 1.2454 | 1.2449 | 1.2445 | 1.244 | 1.2433 | 1.2426 | 1.2419 | 1.2412 | 1.2404 | 1.2397 | 1.239 | 1.2383 | 1.2376 | 1.2369 | 1.2361 | 1.2354 | 1.2342 | 1.2329 | 1.2316 | 1.2304 | 1.2291 | 1.2278 | 1.2266 | 1.2253 | 1.2241 | 1.2228 | 1.2215 | 1.2203 | 1.2191 | 1.2179 | 1.2167 | 1.2155 | 1.2143 | 1.2131 | 1.2119 | 1.2107 | 1.2096 | 1.2084 | 1.2072 | 1.206 | 1.2048 | 1.2036 | 1.2024 | 1.2012 | 1.2 | 1.1988 | 1.1976 | 1.1964 | 1.1953 | 1.1941 | 1.1929 | 1.1917 | 1.1905 | 1.1893 | 1.1882 | 1.187 | 1.1858 | 1.1847 | 1.1835 | 1.1823 | 1.1812 | 1.18 | 1.1788 | 1.1777 | 1.1765 | 1.1753 | 1.1742 | 1.173 | 1.1718 | 1.1707 | 1.1695 | 1.1683 | 1.1672 | 1.166 | 1.1648 | 1.1637 | 1.1626 | 1.1616 | 1.1606 | 1.1595 | 1.1585 | 1.1575 | 1.1565 | 1.1554 | 1.1544 | 1.1534 | 1.1524 | 1.1513 | 1.1503 | 1.1493 | 1.1483 | 1.1472 | 1.1462 | 1.1452 | 1.1442 | 1.1431 | 1.1421 | 1.1411 | 1.1401 | 1.139 | 2.72 | 1.25 | 1.2494 | 1.244 | 1.2354 | 1.2203 | 1.1917 | 1.1637 | 1.139
| 2.73 | 1.25 | 1.2499 | 1.2498 | 1.2497 | 1.2496 | 1.2495 | 1.2494 | 1.249 | 1.2485 | 1.2481 | 1.2477 | 1.2472 | 1.2468 | 1.2463 | 1.2459 | 1.2455 | 1.245 | 1.2446 | 1.2442 | 1.2435 | 1.2428 | 1.2421 | 1.2414 | 1.2407 | 1.24 | 1.2393 | 1.2386 | 1.2379 | 1.2372 | 1.2365 | 1.2358 | 1.2346 | 1.2333 | 1.2321 | 1.2308 | 1.2296 | 1.2283 | 1.2271 | 1.2258 | 1.2246 | 1.2233 | 1.2221 | 1.2209 | 1.2197 | 1.2185 | 1.2173 | 1.2161 | 1.2149 | 1.2138 | 1.2126 | 1.2114 | 1.2102 | 1.209 | 1.2079 | 1.2067 | 1.2055 | 1.2043 | 1.2031 | 1.2019 | 1.2008 | 1.1996 | 1.1984 | 1.1972 | 1.196 | 1.1949 | 1.1937 | 1.1925 | 1.1913 | 1.1902 | 1.189 | 1.1879 | 1.1867 | 1.1855 | 1.1844 | 1.1832 | 1.1821 | 1.1809 | 1.1797 | 1.1786 | 1.1774 | 1.1762 | 1.1751 | 1.1739 | 1.1728 | 1.1716 | 1.1704 | 1.1693 | 1.1681 | 1.167 | 1.1658 | 1.1646 | 1.1636 | 1.1626 | 1.1616 | 1.1606 | 1.1596 | 1.1585 | 1.1575 | 1.1565 | 1.1555 | 1.1545 | 1.1535 | 1.1524 | 1.1514 | 1.1504 | 1.1494 | 1.1484 | 1.1474 | 1.1463 | 1.1453 | 1.1443 | 1.1433 | 1.1423 | 1.1413 | 1.1402 | 2.73 | 1.25 | 1.2494 | 1.2442 | 1.2358 | 1.2209 | 1.1925 | 1.1646 | 1.1402
| 2.74 | 1.25 | 1.2499 | 1.2498 | 1.2497 | 1.2496 | 1.2495 | 1.2494 | 1.249 | 1.2486 | 1.2481 | 1.2477 | 1.2473 | 1.2469 | 1.2464 | 1.246 | 1.2456 | 1.2452 | 1.2447 | 1.2443 | 1.2436 | 1.243 | 1.2423 | 1.2416 | 1.2409 | 1.2402 | 1.2396 | 1.2389 | 1.2382 | 1.2375 | 1.2369 | 1.2362 | 1.2349 | 1.2337 | 1.2325 | 1.2313 | 1.23 | 1.2288 | 1.2276 | 1.2264 | 1.2251 | 1.2239 | 1.2227 | 1.2214 | 1.2203 | 1.2191 | 1.2179 | 1.2168 | 1.2156 | 1.2144 | 1.2132 | 1.2121 | 1.2109 | 1.2097 | 1.2085 | 1.2074 | 1.2062 | 1.205 | 1.2039 | 1.2027 | 1.2015 | 1.2003 | 1.1992 | 1.198 | 1.1968 | 1.1956 | 1.1945 | 1.1933 | 1.1921 | 1.191 | 1.1898 | 1.1887 | 1.1875 | 1.1864 | 1.1852 | 1.1841 | 1.1829 | 1.1818 | 1.1806 | 1.1795 | 1.1783 | 1.1772 | 1.176 | 1.1749 | 1.1737 | 1.1726 | 1.1714 | 1.1703 | 1.1691 | 1.1679 | 1.1668 | 1.1656 | 1.1646 | 1.1636 | 1.1626 | 1.1616 | 1.1606 | 1.1596 | 1.1586 | 1.1576 | 1.1566 | 1.1556 | 1.1546 | 1.1536 | 1.1525 | 1.1515 | 1.1505 | 1.1495 | 1.1485 | 1.1475 | 1.1465 | 1.1455 | 1.1445 | 1.1435 | 1.1425 | 1.1415 | 2.74 | 1.25 | 1.2494 | 1.2443 | 1.2362 | 1.2214 | 1.1933 | 1.1656 | 1.1415
| 2.75 | 1.25 | 1.2499 | 1.2498 | 1.2497 | 1.2496 | 1.2495 | 1.2494 | 1.249 | 1.2486 | 1.2482 | 1.2478 | 1.2474 | 1.247 | 1.2465 | 1.2461 | 1.2457 | 1.2453 | 1.2449 | 1.2445 | 1.2438 | 1.2431 | 1.2425 | 1.2418 | 1.2412 | 1.2405 | 1.2398 | 1.2392 | 1.2385 | 1.2379 | 1.2372 | 1.2366 | 1.2353 | 1.2341 | 1.2329 | 1.2317 | 1.2305 | 1.2293 | 1.2281 | 1.2269 | 1.2257 | 1.2244 | 1.2232 | 1.222 | 1.2209 | 1.2197 | 1.2185 | 1.2174 | 1.2162 | 1.215 | 1.2139 | 1.2127 | 1.2116 | 1.2104 | 1.2092 | 1.2081 | 1.2069 | 1.2057 | 1.2046 | 1.2034 | 1.2022 | 1.2011 | 1.1999 | 1.1988 | 1.1976 | 1.1964 | 1.1953 | 1.1941 | 1.193 | 1.1918 | 1.1907 | 1.1895 | 1.1884 | 1.1872 | 1.1861 | 1.185 | 1.1838 | 1.1827 | 1.1815 | 1.1804 | 1.1792 | 1.1781 | 1.1769 | 1.1758 | 1.1747 | 1.1735 | 1.1724 | 1.1712 | 1.1701 | 1.1689 | 1.1678 | 1.1666 | 1.1656 | 1.1646 | 1.1636 | 1.1626 | 1.1616 | 1.1606 | 1.1597 | 1.1587 | 1.1577 | 1.1567 | 1.1557 | 1.1547 | 1.1537 | 1.1527 | 1.1517 | 1.1507 | 1.1497 | 1.1487 | 1.1477 | 1.1467 | 1.1457 | 1.1447 | 1.1437 | 1.1427 | 2.75 | 1.25 | 1.2494 | 1.2445 | 1.2366 | 1.222 | 1.1941 | 1.1666 | 1.1427
| 2.76 | 1.25 | 1.2499 | 1.2498 | 1.2497 | 1.2496 | 1.2496 | 1.2495 | 1.2491 | 1.2487 | 1.2482 | 1.2478 | 1.2474 | 1.247 | 1.2466 | 1.2462 | 1.2458 | 1.2454 | 1.245 | 1.2446 | 1.244 | 1.2433 | 1.2427 | 1.242 | 1.2414 | 1.2408 | 1.2401 | 1.2395 | 1.2389 | 1.2382 | 1.2376 | 1.2369 | 1.2357 | 1.2345 | 1.2334 | 1.2322 | 1.231 | 1.2298 | 1.2286 | 1.2274 | 1.2262 | 1.225 | 1.2238 | 1.2226 | 1.2215 | 1.2203 | 1.2191 | 1.218 | 1.2168 | 1.2157 | 1.2145 | 1.2134 | 1.2122 | 1.2111 | 1.2099 | 1.2088 | 1.2076 | 1.2065 | 1.2053 | 1.2041 | 1.203 | 1.2018 | 1.2007 | 1.1995 | 1.1984 | 1.1972 | 1.1961 | 1.1949 | 1.1938 | 1.1926 | 1.1915 | 1.1904 | 1.1892 | 1.1881 | 1.187 | 1.1858 | 1.1847 | 1.1835 | 1.1824 | 1.1813 | 1.1801 | 1.179 | 1.1779 | 1.1767 | 1.1756 | 1.1745 | 1.1733 | 1.1722 | 1.171 | 1.1699 | 1.1688 | 1.1676 | 1.1666 | 1.1657 | 1.1647 | 1.1637 | 1.1627 | 1.1617 | 1.1607 | 1.1597 | 1.1587 | 1.1577 | 1.1568 | 1.1558 | 1.1548 | 1.1538 | 1.1528 | 1.1518 | 1.1508 | 1.1498 | 1.1488 | 1.1478 | 1.1469 | 1.1459 | 1.1449 | 1.1439 | 2.76 | 1.25 | 1.2495 | 1.2446 | 1.2369 | 1.2226 | 1.1949 | 1.1676 | 1.1439
| 2.77 | 1.25 | 1.2499 | 1.2498 | 1.2497 | 1.2497 | 1.2496 | 1.2495 | 1.2491 | 1.2487 | 1.2483 | 1.2479 | 1.2475 | 1.2471 | 1.2467 | 1.2463 | 1.2459 | 1.2455 | 1.2451 | 1.2448 | 1.2441 | 1.2435 | 1.2429 | 1.2423 | 1.2417 | 1.241 | 1.2404 | 1.2398 | 1.2392 | 1.2386 | 1.2379 | 1.2373 | 1.2361 | 1.235 | 1.2338 | 1.2326 | 1.2314 | 1.2303 | 1.2291 | 1.2279 | 1.2267 | 1.2255 | 1.2244 | 1.2232 | 1.222 | 1.2209 | 1.2198 | 1.2186 | 1.2175 | 1.2163 | 1.2152 | 1.214 | 1.2129 | 1.2117 | 1.2106 | 1.2095 | 1.2083 | 1.2072 | 1.206 | 1.2049 | 1.2037 | 1.2026 | 1.2014 | 1.2003 | 1.1992 | 1.198 | 1.1969 | 1.1957 | 1.1946 | 1.1935 | 1.1923 | 1.1912 | 1.1901 | 1.189 | 1.1878 | 1.1867 | 1.1856 | 1.1844 | 1.1833 | 1.1822 | 1.181 | 1.1799 | 1.1788 | 1.1777 | 1.1765 | 1.1754 | 1.1743 | 1.1731 | 1.172 | 1.1709 | 1.1698 | 1.1686 | 1.1677 | 1.1667 | 1.1657 | 1.1647 | 1.1637 | 1.1628 | 1.1618 | 1.1608 | 1.1598 | 1.1588 | 1.1578 | 1.1569 | 1.1559 | 1.1549 | 1.1539 | 1.1529 | 1.152 | 1.151 | 1.15 | 1.149 | 1.148 | 1.1471 | 1.1461 | 1.1451 | 2.77 | 1.25 | 1.2495 | 1.2448 | 1.2373 | 1.2232 | 1.1957 | 1.1686 | 1.1451
| 2.78 | 1.25 | 1.2499 | 1.2498 | 1.2498 | 1.2497 | 1.2496 | 1.2495 | 1.2491 | 1.2487 | 1.2484 | 1.248 | 1.2476 | 1.2472 | 1.2468 | 1.2464 | 1.2461 | 1.2457 | 1.2453 | 1.2449 | 1.2443 | 1.2437 | 1.2431 | 1.2425 | 1.2419 | 1.2413 | 1.2407 | 1.2401 | 1.2395 | 1.2389 | 1.2383 | 1.2377 | 1.2365 | 1.2354 | 1.2342 | 1.2331 | 1.2319 | 1.2307 | 1.2296 | 1.2284 | 1.2273 | 1.2261 | 1.2249 | 1.2238 | 1.2226 | 1.2215 | 1.2204 | 1.2192 | 1.2181 | 1.217 | 1.2158 | 1.2147 | 1.2136 | 1.2124 | 1.2113 | 1.2102 | 1.209 | 1.2079 | 1.2067 | 1.2056 | 1.2045 | 1.2033 | 1.2022 | 1.2011 | 1.1999 | 1.1988 | 1.1977 | 1.1965 | 1.1954 | 1.1943 | 1.1932 | 1.192 | 1.1909 | 1.1898 | 1.1887 | 1.1876 | 1.1864 | 1.1853 | 1.1842 | 1.1831 | 1.182 | 1.1808 | 1.1797 | 1.1786 | 1.1775 | 1.1764 | 1.1752 | 1.1741 | 1.173 | 1.1719 | 1.1708 | 1.1696 | 1.1687 | 1.1677 | 1.1667 | 1.1657 | 1.1648 | 1.1638 | 1.1628 | 1.1619 | 1.1609 | 1.1599 | 1.1589 | 1.158 | 1.157 | 1.156 | 1.1551 | 1.1541 | 1.1531 | 1.1521 | 1.1512 | 1.1502 | 1.1492 | 1.1483 | 1.1473 | 1.1463 | 2.78 | 1.25 | 1.2495 | 1.2449 | 1.2377 | 1.2238 | 1.1965 | 1.1696 | 1.1463
| 2.79 | 1.25 | 1.2499 | 1.2498 | 1.2498 | 1.2497 | 1.2496 | 1.2495 | 1.2492 | 1.2488 | 1.2484 | 1.248 | 1.2477 | 1.2473 | 1.2469 | 1.2465 | 1.2462 | 1.2458 | 1.2454 | 1.245 | 1.2445 | 1.2439 | 1.2433 | 1.2427 | 1.2421 | 1.2416 | 1.241 | 1.2404 | 1.2398 | 1.2392 | 1.2387 | 1.2381 | 1.2369 | 1.2358 | 1.2346 | 1.2335 | 1.2324 | 1.2312 | 1.2301 | 1.2289 | 1.2278 | 1.2266 | 1.2255 | 1.2244 | 1.2232 | 1.2221 | 1.221 | 1.2199 | 1.2187 | 1.2176 | 1.2165 | 1.2153 | 1.2142 | 1.2131 | 1.212 | 1.2108 | 1.2097 | 1.2086 | 1.2075 | 1.2063 | 1.2052 | 1.2041 | 1.203 | 1.2018 | 1.2007 | 1.1996 | 1.1985 | 1.1973 | 1.1962 | 1.1951 | 1.194 | 1.1929 | 1.1918 | 1.1907 | 1.1895 | 1.1884 | 1.1873 | 1.1862 | 1.1851 | 1.184 | 1.1829 | 1.1818 | 1.1806 | 1.1795 | 1.1784 | 1.1773 | 1.1762 | 1.1751 | 1.174 | 1.1729 | 1.1717 | 1.1706 | 1.1697 | 1.1687 | 1.1677 | 1.1668 | 1.1658 | 1.1649 | 1.1639 | 1.1629 | 1.162 | 1.161 | 1.16 | 1.1591 | 1.1581 | 1.1572 | 1.1562 | 1.1552 | 1.1543 | 1.1533 | 1.1523 | 1.1514 | 1.1504 | 1.1495 | 1.1485 | 1.1475 | 2.79 | 1.25 | 1.2495 | 1.245 | 1.2381 | 1.2244 | 1.1973 | 1.1706 | 1.1475
| 2.8 | 1.25 | 1.2499 | 1.2499 | 1.2498 | 1.2497 | 1.2496 | 1.2496 | 1.2492 | 1.2488 | 1.2485 | 1.2481 | 1.2477 | 1.2474 | 1.247 | 1.2466 | 1.2463 | 1.2459 | 1.2456 | 1.2452 | 1.2446 | 1.2441 | 1.2435 | 1.2429 | 1.2424 | 1.2418 | 1.2413 | 1.2407 | 1.2401 | 1.2396 | 1.239 | 1.2385 | 1.2373 | 1.2362 | 1.2351 | 1.2339 | 1.2328 | 1.2317 | 1.2306 | 1.2294 | 1.2283 | 1.2272 | 1.2261 | 1.2249 | 1.2238 | 1.2227 | 1.2216 | 1.2205 | 1.2194 | 1.2182 | 1.2171 | 1.216 | 1.2149 | 1.2138 | 1.2127 | 1.2115 | 1.2104 | 1.2093 | 1.2082 | 1.2071 | 1.206 | 1.2048 | 1.2037 | 1.2026 | 1.2015 | 1.2004 | 1.1993 | 1.1981 | 1.197 | 1.1959 | 1.1948 | 1.1937 | 1.1926 | 1.1915 | 1.1904 | 1.1893 | 1.1882 | 1.1871 | 1.186 | 1.1849 | 1.1838 | 1.1827 | 1.1816 | 1.1805 | 1.1794 | 1.1783 | 1.1771 | 1.176 | 1.1749 | 1.1738 | 1.1727 | 1.1716 | 1.1707 | 1.1697 | 1.1688 | 1.1678 | 1.1669 | 1.1659 | 1.165 | 1.164 | 1.163 | 1.1621 | 1.1611 | 1.1602 | 1.1592 | 1.1583 | 1.1573 | 1.1564 | 1.1554 | 1.1545 | 1.1535 | 1.1526 | 1.1516 | 1.1507 | 1.1497 | 1.1487 | 2.8 | 1.25 | 1.2496 | 1.2452 | 1.2385 | 1.2249 | 1.1981 | 1.1716 | 1.1487
| 2.81 | 1.25 | 1.2499 | 1.2499 | 1.2498 | 1.2497 | 1.2496 | 1.2496 | 1.2492 | 1.2489 | 1.2485 | 1.2482 | 1.2478 | 1.2475 | 1.2471 | 1.2467 | 1.2464 | 1.246 | 1.2457 | 1.2453 | 1.2448 | 1.2443 | 1.2437 | 1.2432 | 1.2426 | 1.2421 | 1.2415 | 1.241 | 1.2405 | 1.2399 | 1.2394 | 1.2388 | 1.2377 | 1.2366 | 1.2355 | 1.2344 | 1.2333 | 1.2322 | 1.2311 | 1.23 | 1.2288 | 1.2277 | 1.2266 | 1.2255 | 1.2244 | 1.2233 | 1.2222 | 1.2211 | 1.22 | 1.2189 | 1.2178 | 1.2167 | 1.2156 | 1.2145 | 1.2133 | 1.2122 | 1.2111 | 1.21 | 1.2089 | 1.2078 | 1.2067 | 1.2056 | 1.2045 | 1.2034 | 1.2023 | 1.2012 | 1.2001 | 1.199 | 1.1979 | 1.1968 | 1.1957 | 1.1946 | 1.1935 | 1.1924 | 1.1913 | 1.1902 | 1.1891 | 1.188 | 1.1869 | 1.1858 | 1.1847 | 1.1836 | 1.1825 | 1.1814 | 1.1803 | 1.1792 | 1.1781 | 1.177 | 1.1759 | 1.1748 | 1.1737 | 1.1726 | 1.1717 | 1.1707 | 1.1698 | 1.1688 | 1.1679 | 1.167 | 1.166 | 1.1651 | 1.1641 | 1.1632 | 1.1622 | 1.1613 | 1.1603 | 1.1594 | 1.1585 | 1.1575 | 1.1566 | 1.1556 | 1.1547 | 1.1537 | 1.1528 | 1.1519 | 1.1509 | 1.15 | 2.81 | 1.25 | 1.2496 | 1.2453 | 1.2388 | 1.2255 | 1.199 | 1.1726 | 1.15
| 2.82 | 1.25 | 1.2499 | 1.2499 | 1.2498 | 1.2497 | 1.2497 | 1.2496 | 1.2493 | 1.2489 | 1.2486 | 1.2482 | 1.2479 | 1.2475 | 1.2472 | 1.2469 | 1.2465 | 1.2462 | 1.2458 | 1.2455 | 1.245 | 1.2444 | 1.2439 | 1.2434 | 1.2429 | 1.2423 | 1.2418 | 1.2413 | 1.2408 | 1.2403 | 1.2397 | 1.2392 | 1.2381 | 1.237 | 1.2359 | 1.2348 | 1.2338 | 1.2327 | 1.2316 | 1.2305 | 1.2294 | 1.2283 | 1.2272 | 1.2261 | 1.225 | 1.2239 | 1.2228 | 1.2217 | 1.2206 | 1.2195 | 1.2184 | 1.2173 | 1.2162 | 1.2151 | 1.214 | 1.2129 | 1.2118 | 1.2107 | 1.2096 | 1.2085 | 1.2074 | 1.2063 | 1.2052 | 1.2042 | 1.2031 | 1.202 | 1.2009 | 1.1998 | 1.1987 | 1.1976 | 1.1965 | 1.1954 | 1.1943 | 1.1932 | 1.1921 | 1.191 | 1.19 | 1.1889 | 1.1878 | 1.1867 | 1.1856 | 1.1845 | 1.1834 | 1.1823 | 1.1812 | 1.1802 | 1.1791 | 1.178 | 1.1769 | 1.1758 | 1.1747 | 1.1736 | 1.1727 | 1.1717 | 1.1708 | 1.1699 | 1.1689 | 1.168 | 1.1671 | 1.1661 | 1.1652 | 1.1643 | 1.1633 | 1.1624 | 1.1615 | 1.1605 | 1.1596 | 1.1587 | 1.1577 | 1.1568 | 1.1559 | 1.1549 | 1.154 | 1.153 | 1.1521 | 1.1512 | 2.82 | 1.25 | 1.2496 | 1.2455 | 1.2392 | 1.2261 | 1.1998 | 1.1736 | 1.1512
| 2.83 | 1.25 | 1.2499 | 1.2499 | 1.2498 | 1.2497 | 1.2497 | 1.2496 | 1.2493 | 1.249 | 1.2486 | 1.2483 | 1.248 | 1.2476 | 1.2473 | 1.247 | 1.2466 | 1.2463 | 1.246 | 1.2456 | 1.2451 | 1.2446 | 1.2441 | 1.2436 | 1.2431 | 1.2426 | 1.2421 | 1.2416 | 1.2411 | 1.2406 | 1.2401 | 1.2396 | 1.2385 | 1.2374 | 1.2364 | 1.2353 | 1.2342 | 1.2331 | 1.2321 | 1.231 | 1.2299 | 1.2288 | 1.2278 | 1.2267 | 1.2256 | 1.2245 | 1.2234 | 1.2223 | 1.2212 | 1.2202 | 1.2191 | 1.218 | 1.2169 | 1.2158 | 1.2147 | 1.2136 | 1.2125 | 1.2115 | 1.2104 | 1.2093 | 1.2082 | 1.2071 | 1.206 | 1.2049 | 1.2038 | 1.2027 | 1.2017 | 1.2006 | 1.1995 | 1.1984 | 1.1973 | 1.1962 | 1.1952 | 1.1941 | 1.193 | 1.1919 | 1.1908 | 1.1898 | 1.1887 | 1.1876 | 1.1865 | 1.1854 | 1.1843 | 1.1833 | 1.1822 | 1.1811 | 1.18 | 1.1789 | 1.1779 | 1.1768 | 1.1757 | 1.1746 | 1.1737 | 1.1728 | 1.1718 | 1.1709 | 1.17 | 1.1691 | 1.1681 | 1.1672 | 1.1663 | 1.1654 | 1.1644 | 1.1635 | 1.1626 | 1.1617 | 1.1607 | 1.1598 | 1.1589 | 1.1579 | 1.157 | 1.1561 | 1.1552 | 1.1542 | 1.1533 | 1.1524 | 2.83 | 1.25 | 1.2496 | 1.2456 | 1.2396 | 1.2267 | 1.2006 | 1.1746 | 1.1524
| 2.84 | 1.25 | 1.2499 | 1.2499 | 1.2498 | 1.2498 | 1.2497 | 1.2496 | 1.2493 | 1.249 | 1.2487 | 1.2484 | 1.248 | 1.2477 | 1.2474 | 1.2471 | 1.2467 | 1.2464 | 1.2461 | 1.2458 | 1.2453 | 1.2448 | 1.2443 | 1.2438 | 1.2434 | 1.2429 | 1.2424 | 1.2419 | 1.2414 | 1.2409 | 1.2405 | 1.24 | 1.2389 | 1.2379 | 1.2368 | 1.2357 | 1.2347 | 1.2336 | 1.2326 | 1.2315 | 1.2304 | 1.2294 | 1.2283 | 1.2273 | 1.2262 | 1.2251 | 1.224 | 1.223 | 1.2219 | 1.2208 | 1.2197 | 1.2186 | 1.2176 | 1.2165 | 1.2154 | 1.2143 | 1.2132 | 1.2122 | 1.2111 | 1.21 | 1.2089 | 1.2079 | 1.2068 | 1.2057 | 1.2046 | 1.2035 | 1.2025 | 1.2014 | 1.2003 | 1.1992 | 1.1982 | 1.1971 | 1.196 | 1.1949 | 1.1939 | 1.1928 | 1.1917 | 1.1906 | 1.1896 | 1.1885 | 1.1874 | 1.1863 | 1.1853 | 1.1842 | 1.1831 | 1.1821 | 1.181 | 1.1799 | 1.1788 | 1.1778 | 1.1767 | 1.1756 | 1.1747 | 1.1738 | 1.1729 | 1.1719 | 1.171 | 1.1701 | 1.1692 | 1.1683 | 1.1674 | 1.1664 | 1.1655 | 1.1646 | 1.1637 | 1.1628 | 1.1619 | 1.1609 | 1.16 | 1.1591 | 1.1582 | 1.1573 | 1.1564 | 1.1554 | 1.1545 | 1.1536 | 2.84 | 1.25 | 1.2496 | 1.2458 | 1.24 | 1.2273 | 1.2014 | 1.1756 | 1.1536
| 2.85 | 1.25 | 1.2499 | 1.2499 | 1.2498 | 1.2498 | 1.2497 | 1.2497 | 1.2494 | 1.249 | 1.2487 | 1.2484 | 1.2481 | 1.2478 | 1.2475 | 1.2472 | 1.2469 | 1.2465 | 1.2462 | 1.2459 | 1.2455 | 1.245 | 1.2445 | 1.2441 | 1.2436 | 1.2431 | 1.2427 | 1.2422 | 1.2417 | 1.2413 | 1.2408 | 1.2404 | 1.2393 | 1.2383 | 1.2372 | 1.2362 | 1.2351 | 1.2341 | 1.2331 | 1.232 | 1.231 | 1.2299 | 1.2289 | 1.2279 | 1.2268 | 1.2257 | 1.2246 | 1.2236 | 1.2225 | 1.2214 | 1.2204 | 1.2193 | 1.2182 | 1.2172 | 1.2161 | 1.215 | 1.2139 | 1.2129 | 1.2118 | 1.2107 | 1.2097 | 1.2086 | 1.2075 | 1.2065 | 1.2054 | 1.2043 | 1.2033 | 1.2022 | 1.2011 | 1.2001 | 1.199 | 1.1979 | 1.1969 | 1.1958 | 1.1947 | 1.1937 | 1.1926 | 1.1915 | 1.1905 | 1.1894 | 1.1883 | 1.1873 | 1.1862 | 1.1851 | 1.1841 | 1.183 | 1.1819 | 1.1809 | 1.1798 | 1.1787 | 1.1777 | 1.1766 | 1.1757 | 1.1748 | 1.1739 | 1.173 | 1.1721 | 1.1712 | 1.1703 | 1.1693 | 1.1684 | 1.1675 | 1.1666 | 1.1657 | 1.1648 | 1.1639 | 1.163 | 1.1621 | 1.1612 | 1.1603 | 1.1594 | 1.1585 | 1.1575 | 1.1566 | 1.1557 | 1.1548 | 2.85 | 1.25 | 1.2497 | 1.2459 | 1.2404 | 1.2279 | 1.2022 | 1.1766 | 1.1548
| 2.86 | 1.25 | 1.2499 | 1.2499 | 1.2498 | 1.2498 | 1.2497 | 1.2497 | 1.2494 | 1.2491 | 1.2488 | 1.2485 | 1.2482 | 1.2479 | 1.2476 | 1.2473 | 1.247 | 1.2467 | 1.2464 | 1.2461 | 1.2456 | 1.2452 | 1.2447 | 1.2443 | 1.2438 | 1.2434 | 1.243 | 1.2425 | 1.2421 | 1.2416 | 1.2412 | 1.2407 | 1.2397 | 1.2387 | 1.2377 | 1.2366 | 1.2356 | 1.2346 | 1.2336 | 1.2325 | 1.2315 | 1.2305 | 1.2295 | 1.2284 | 1.2274 | 1.2263 | 1.2253 | 1.2242 | 1.2231 | 1.2221 | 1.221 | 1.22 | 1.2189 | 1.2178 | 1.2168 | 1.2157 | 1.2147 | 1.2136 | 1.2125 | 1.2115 | 1.2104 | 1.2094 | 1.2083 | 1.2072 | 1.2062 | 1.2051 | 1.2041 | 1.203 | 1.2019 | 1.2009 | 1.1998 | 1.1988 | 1.1977 | 1.1966 | 1.1956 | 1.1945 | 1.1935 | 1.1924 | 1.1914 | 1.1903 | 1.1892 | 1.1882 | 1.1871 | 1.1861 | 1.185 | 1.1839 | 1.1829 | 1.1818 | 1.1808 | 1.1797 | 1.1787 | 1.1776 | 1.1767 | 1.1758 | 1.1749 | 1.174 | 1.1731 | 1.1722 | 1.1713 | 1.1704 | 1.1695 | 1.1686 | 1.1677 | 1.1668 | 1.1659 | 1.165 | 1.1641 | 1.1632 | 1.1623 | 1.1614 | 1.1605 | 1.1596 | 1.1587 | 1.1578 | 1.1569 | 1.156 | 2.86 | 1.25 | 1.2497 | 1.2461 | 1.2407 | 1.2284 | 1.203 | 1.1776 | 1.156
| 2.87 | 1.25 | 1.25 | 1.2499 | 1.2499 | 1.2498 | 1.2498 | 1.2497 | 1.2494 | 1.2491 | 1.2488 | 1.2485 | 1.2483 | 1.248 | 1.2477 | 1.2474 | 1.2471 | 1.2468 | 1.2465 | 1.2462 | 1.2458 | 1.2454 | 1.2449 | 1.2445 | 1.2441 | 1.2437 | 1.2432 | 1.2428 | 1.2424 | 1.242 | 1.2415 | 1.2411 | 1.2401 | 1.2391 | 1.2381 | 1.2371 | 1.2361 | 1.2351 | 1.2341 | 1.233 | 1.232 | 1.231 | 1.23 | 1.229 | 1.228 | 1.2269 | 1.2259 | 1.2248 | 1.2238 | 1.2227 | 1.2217 | 1.2206 | 1.2196 | 1.2185 | 1.2175 | 1.2164 | 1.2154 | 1.2143 | 1.2133 | 1.2122 | 1.2112 | 1.2101 | 1.2091 | 1.208 | 1.207 | 1.2059 | 1.2049 | 1.2038 | 1.2028 | 1.2017 | 1.2007 | 1.1996 | 1.1986 | 1.1975 | 1.1965 | 1.1954 | 1.1944 | 1.1933 | 1.1923 | 1.1912 | 1.1901 | 1.1891 | 1.188 | 1.187 | 1.1859 | 1.1849 | 1.1838 | 1.1828 | 1.1817 | 1.1807 | 1.1796 | 1.1786 | 1.1777 | 1.1768 | 1.1759 | 1.175 | 1.1742 | 1.1733 | 1.1724 | 1.1715 | 1.1706 | 1.1697 | 1.1688 | 1.1679 | 1.167 | 1.1661 | 1.1653 | 1.1644 | 1.1635 | 1.1626 | 1.1617 | 1.1608 | 1.1599 | 1.159 | 1.1581 | 1.1573 | 2.87 | 1.25 | 1.2497 | 1.2462 | 1.2411 | 1.229 | 1.2038 | 1.1786 | 1.1573
| 2.88 | 1.25 | 1.25 | 1.2499 | 1.2499 | 1.2498 | 1.2498 | 1.2497 | 1.2495 | 1.2492 | 1.2489 | 1.2486 | 1.2483 | 1.248 | 1.2478 | 1.2475 | 1.2472 | 1.2469 | 1.2466 | 1.2464 | 1.246 | 1.2455 | 1.2451 | 1.2447 | 1.2443 | 1.2439 | 1.2435 | 1.2431 | 1.2427 | 1.2423 | 1.2419 | 1.2415 | 1.2405 | 1.2395 | 1.2385 | 1.2375 | 1.2365 | 1.2355 | 1.2346 | 1.2336 | 1.2326 | 1.2316 | 1.2306 | 1.2296 | 1.2286 | 1.2275 | 1.2265 | 1.2254 | 1.2244 | 1.2234 | 1.2223 | 1.2213 | 1.2202 | 1.2192 | 1.2181 | 1.2171 | 1.2161 | 1.215 | 1.214 | 1.2129 | 1.2119 | 1.2109 | 1.2098 | 1.2088 | 1.2077 | 1.2067 | 1.2057 | 1.2046 | 1.2036 | 1.2025 | 1.2015 | 1.2004 | 1.1994 | 1.1984 | 1.1973 | 1.1963 | 1.1952 | 1.1942 | 1.1931 | 1.1921 | 1.1911 | 1.19 | 1.189 | 1.1879 | 1.1869 | 1.1858 | 1.1848 | 1.1838 | 1.1827 | 1.1817 | 1.1806 | 1.1796 | 1.1787 | 1.1778 | 1.177 | 1.1761 | 1.1752 | 1.1743 | 1.1734 | 1.1726 | 1.1717 | 1.1708 | 1.1699 | 1.169 | 1.1682 | 1.1673 | 1.1664 | 1.1655 | 1.1646 | 1.1638 | 1.1629 | 1.162 | 1.1611 | 1.1602 | 1.1594 | 1.1585 | 2.88 | 1.25 | 1.2497 | 1.2464 | 1.2415 | 1.2296 | 1.2046 | 1.1796 | 1.1585
| 2.89 | 1.25 | 1.25 | 1.2499 | 1.2499 | 1.2498 | 1.2498 | 1.2498 | 1.2495 | 1.2492 | 1.2489 | 1.2487 | 1.2484 | 1.2481 | 1.2479 | 1.2476 | 1.2473 | 1.247 | 1.2468 | 1.2465 | 1.2461 | 1.2457 | 1.2453 | 1.245 | 1.2446 | 1.2442 | 1.2438 | 1.2434 | 1.243 | 1.2426 | 1.2423 | 1.2419 | 1.2409 | 1.2399 | 1.2389 | 1.238 | 1.237 | 1.236 | 1.2351 | 1.2341 | 1.2331 | 1.2321 | 1.2312 | 1.2302 | 1.2292 | 1.2281 | 1.2271 | 1.2261 | 1.225 | 1.224 | 1.223 | 1.2219 | 1.2209 | 1.2199 | 1.2188 | 1.2178 | 1.2168 | 1.2157 | 1.2147 | 1.2137 | 1.2126 | 1.2116 | 1.2106 | 1.2095 | 1.2085 | 1.2075 | 1.2064 | 1.2054 | 1.2044 | 1.2033 | 1.2023 | 1.2013 | 1.2002 | 1.1992 | 1.1982 | 1.1971 | 1.1961 | 1.1951 | 1.194 | 1.193 | 1.192 | 1.1909 | 1.1899 | 1.1889 | 1.1878 | 1.1868 | 1.1858 | 1.1847 | 1.1837 | 1.1827 | 1.1816 | 1.1806 | 1.1797 | 1.1788 | 1.178 | 1.1771 | 1.1762 | 1.1754 | 1.1745 | 1.1736 | 1.1728 | 1.1719 | 1.171 | 1.1701 | 1.1693 | 1.1684 | 1.1675 | 1.1667 | 1.1658 | 1.1649 | 1.164 | 1.1632 | 1.1623 | 1.1614 | 1.1606 | 1.1597 | 2.89 | 1.25 | 1.2498 | 1.2465 | 1.2419 | 1.2302 | 1.2054 | 1.1806 | 1.1597
| 2.9 | 1.25 | 1.25 | 1.2499 | 1.2499 | 1.2499 | 1.2498 | 1.2498 | 1.2495 | 1.2493 | 1.249 | 1.2487 | 1.2485 | 1.2482 | 1.248 | 1.2477 | 1.2474 | 1.2472 | 1.2469 | 1.2467 | 1.2463 | 1.2459 | 1.2456 | 1.2452 | 1.2448 | 1.2445 | 1.2441 | 1.2437 | 1.2434 | 1.243 | 1.2426 | 1.2422 | 1.2413 | 1.2403 | 1.2394 | 1.2384 | 1.2375 | 1.2365 | 1.2356 | 1.2346 | 1.2336 | 1.2327 | 1.2317 | 1.2308 | 1.2297 | 1.2287 | 1.2277 | 1.2267 | 1.2257 | 1.2246 | 1.2236 | 1.2226 | 1.2216 | 1.2205 | 1.2195 | 1.2185 | 1.2175 | 1.2165 | 1.2154 | 1.2144 | 1.2134 | 1.2124 | 1.2113 | 1.2103 | 1.2093 | 1.2083 | 1.2072 | 1.2062 | 1.2052 | 1.2042 | 1.2031 | 1.2021 | 1.2011 | 1.2001 | 1.199 | 1.198 | 1.197 | 1.196 | 1.1949 | 1.1939 | 1.1929 | 1.1919 | 1.1908 | 1.1898 | 1.1888 | 1.1877 | 1.1867 | 1.1857 | 1.1847 | 1.1836 | 1.1826 | 1.1816 | 1.1807 | 1.1799 | 1.179 | 1.1781 | 1.1773 | 1.1764 | 1.1756 | 1.1747 | 1.1738 | 1.173 | 1.1721 | 1.1712 | 1.1704 | 1.1695 | 1.1687 | 1.1678 | 1.1669 | 1.1661 | 1.1652 | 1.1644 | 1.1635 | 1.1626 | 1.1618 | 1.1609 | 2.9 | 1.25 | 1.2498 | 1.2467 | 1.2422 | 1.2308 | 1.2062 | 1.1816 | 1.1609
| 2.91 | 1.25 | 1.25 | 1.2499 | 1.2499 | 1.2499 | 1.2498 | 1.2498 | 1.2495 | 1.2493 | 1.249 | 1.2488 | 1.2485 | 1.2483 | 1.248 | 1.2478 | 1.2475 | 1.2473 | 1.247 | 1.2468 | 1.2465 | 1.2461 | 1.2458 | 1.2454 | 1.2451 | 1.2447 | 1.2444 | 1.244 | 1.2437 | 1.2433 | 1.243 | 1.2426 | 1.2417 | 1.2407 | 1.2398 | 1.2389 | 1.2379 | 1.237 | 1.2361 | 1.2351 | 1.2342 | 1.2332 | 1.2323 | 1.2314 | 1.2303 | 1.2293 | 1.2283 | 1.2273 | 1.2263 | 1.2253 | 1.2243 | 1.2232 | 1.2222 | 1.2212 | 1.2202 | 1.2192 | 1.2182 | 1.2172 | 1.2162 | 1.2151 | 1.2141 | 1.2131 | 1.2121 | 1.2111 | 1.2101 | 1.2091 | 1.208 | 1.207 | 1.206 | 1.205 | 1.204 | 1.203 | 1.2019 | 1.2009 | 1.1999 | 1.1989 | 1.1979 | 1.1968 | 1.1958 | 1.1948 | 1.1938 | 1.1928 | 1.1918 | 1.1907 | 1.1897 | 1.1887 | 1.1877 | 1.1867 | 1.1856 | 1.1846 | 1.1836 | 1.1826 | 1.1817 | 1.1809 | 1.18 | 1.1792 | 1.1783 | 1.1775 | 1.1766 | 1.1758 | 1.1749 | 1.1741 | 1.1732 | 1.1724 | 1.1715 | 1.1706 | 1.1698 | 1.1689 | 1.1681 | 1.1672 | 1.1664 | 1.1655 | 1.1647 | 1.1638 | 1.163 | 1.1621 | 2.91 | 1.25 | 1.2498 | 1.2468 | 1.2426 | 1.2314 | 1.207 | 1.1826 | 1.1621
| 2.92 | 1.25 | 1.25 | 1.2499 | 1.2499 | 1.2499 | 1.2499 | 1.2498 | 1.2496 | 1.2493 | 1.2491 | 1.2489 | 1.2486 | 1.2484 | 1.2481 | 1.2479 | 1.2477 | 1.2474 | 1.2472 | 1.2469 | 1.2466 | 1.2463 | 1.246 | 1.2456 | 1.2453 | 1.245 | 1.2446 | 1.2443 | 1.244 | 1.2437 | 1.2433 | 1.243 | 1.2421 | 1.2412 | 1.2402 | 1.2393 | 1.2384 | 1.2375 | 1.2365 | 1.2356 | 1.2347 | 1.2338 | 1.2329 | 1.2319 | 1.2309 | 1.2299 | 1.2289 | 1.2279 | 1.2269 | 1.2259 | 1.2249 | 1.2239 | 1.2229 | 1.2219 | 1.2209 | 1.2199 | 1.2189 | 1.2179 | 1.2169 | 1.2159 | 1.2149 | 1.2139 | 1.2129 | 1.2119 | 1.2109 | 1.2098 | 1.2088 | 1.2078 | 1.2068 | 1.2058 | 1.2048 | 1.2038 | 1.2028 | 1.2018 | 1.2008 | 1.1998 | 1.1987 | 1.1977 | 1.1967 | 1.1957 | 1.1947 | 1.1937 | 1.1927 | 1.1917 | 1.1907 | 1.1896 | 1.1886 | 1.1876 | 1.1866 | 1.1856 | 1.1846 | 1.1836 | 1.1827 | 1.1819 | 1.181 | 1.1802 | 1.1794 | 1.1785 | 1.1777 | 1.1768 | 1.176 | 1.1751 | 1.1743 | 1.1735 | 1.1726 | 1.1718 | 1.1709 | 1.1701 | 1.1692 | 1.1684 | 1.1676 | 1.1667 | 1.1659 | 1.165 | 1.1642 | 1.1633 | 2.92 | 1.25 | 1.2498 | 1.2469 | 1.243 | 1.2319 | 1.2078 | 1.1836 | 1.1633
| 2.93 | 1.25 | 1.25 | 1.2499 | 1.2499 | 1.2499 | 1.2499 | 1.2498 | 1.2496 | 1.2494 | 1.2492 | 1.2489 | 1.2487 | 1.2485 | 1.2482 | 1.248 | 1.2478 | 1.2476 | 1.2473 | 1.2471 | 1.2468 | 1.2465 | 1.2462 | 1.2459 | 1.2455 | 1.2452 | 1.2449 | 1.2446 | 1.2443 | 1.244 | 1.2437 | 1.2434 | 1.2425 | 1.2416 | 1.2407 | 1.2398 | 1.2389 | 1.238 | 1.237 | 1.2361 | 1.2352 | 1.2343 | 1.2334 | 1.2325 | 1.2315 | 1.2305 | 1.2295 | 1.2285 | 1.2275 | 1.2265 | 1.2256 | 1.2246 | 1.2236 | 1.2226 | 1.2216 | 1.2206 | 1.2196 | 1.2186 | 1.2176 | 1.2166 | 1.2156 | 1.2146 | 1.2136 | 1.2126 | 1.2116 | 1.2106 | 1.2096 | 1.2086 | 1.2076 | 1.2066 | 1.2056 | 1.2046 | 1.2036 | 1.2026 | 1.2016 | 1.2006 | 1.1996 | 1.1986 | 1.1976 | 1.1966 | 1.1956 | 1.1946 | 1.1936 | 1.1926 | 1.1916 | 1.1906 | 1.1896 | 1.1886 | 1.1876 | 1.1866 | 1.1856 | 1.1846 | 1.1837 | 1.1829 | 1.1821 | 1.1812 | 1.1804 | 1.1796 | 1.1787 | 1.1779 | 1.1771 | 1.1762 | 1.1754 | 1.1746 | 1.1737 | 1.1729 | 1.1721 | 1.1712 | 1.1704 | 1.1696 | 1.1687 | 1.1679 | 1.1671 | 1.1662 | 1.1654 | 1.1645 | 2.93 | 1.25 | 1.2498 | 1.2471 | 1.2434 | 1.2325 | 1.2086 | 1.1846 | 1.1645
| 2.94 | 1.25 | 1.25 | 1.25 | 1.2499 | 1.2499 | 1.2499 | 1.2499 | 1.2496 | 1.2494 | 1.2492 | 1.249 | 1.2488 | 1.2486 | 1.2483 | 1.2481 | 1.2479 | 1.2477 | 1.2475 | 1.2472 | 1.2469 | 1.2467 | 1.2464 | 1.2461 | 1.2458 | 1.2455 | 1.2452 | 1.2449 | 1.2446 | 1.2443 | 1.2441 | 1.2438 | 1.2429 | 1.242 | 1.2411 | 1.2402 | 1.2393 | 1.2384 | 1.2375 | 1.2367 | 1.2358 | 1.2349 | 1.234 | 1.2331 | 1.2321 | 1.2311 | 1.2301 | 1.2292 | 1.2282 | 1.2272 | 1.2262 | 1.2252 | 1.2242 | 1.2232 | 1.2223 | 1.2213 | 1.2203 | 1.2193 | 1.2183 | 1.2173 | 1.2164 | 1.2154 | 1.2144 | 1.2134 | 1.2124 | 1.2114 | 1.2104 | 1.2095 | 1.2085 | 1.2075 | 1.2065 | 1.2055 | 1.2045 | 1.2035 | 1.2025 | 1.2015 | 1.2005 | 1.1995 | 1.1985 | 1.1975 | 1.1965 | 1.1955 | 1.1945 | 1.1935 | 1.1925 | 1.1915 | 1.1905 | 1.1896 | 1.1886 | 1.1876 | 1.1866 | 1.1856 | 1.1847 | 1.1839 | 1.1831 | 1.1823 | 1.1814 | 1.1806 | 1.1798 | 1.179 | 1.1781 | 1.1773 | 1.1765 | 1.1757 | 1.1748 | 1.174 | 1.1732 | 1.1724 | 1.1715 | 1.1707 | 1.1699 | 1.1691 | 1.1682 | 1.1674 | 1.1666 | 1.1658 | 2.94 | 1.25 | 1.2499 | 1.2472 | 1.2438 | 1.2331 | 1.2095 | 1.1856 | 1.1658
| 2.95 | 1.25 | 1.25 | 1.25 | 1.2499 | 1.2499 | 1.2499 | 1.2499 | 1.2497 | 1.2495 | 1.2493 | 1.2491 | 1.2488 | 1.2486 | 1.2484 | 1.2482 | 1.248 | 1.2478 | 1.2476 | 1.2474 | 1.2471 | 1.2468 | 1.2466 | 1.2463 | 1.246 | 1.2458 | 1.2455 | 1.2452 | 1.245 | 1.2447 | 1.2444 | 1.2441 | 1.2433 | 1.2424 | 1.2415 | 1.2407 | 1.2398 | 1.2389 | 1.238 | 1.2372 | 1.2363 | 1.2354 | 1.2346 | 1.2337 | 1.2327 | 1.2317 | 1.2308 | 1.2298 | 1.2288 | 1.2278 | 1.2269 | 1.2259 | 1.2249 | 1.2239 | 1.2229 | 1.222 | 1.221 | 1.22 | 1.219 | 1.2181 | 1.2171 | 1.2161 | 1.2151 | 1.2142 | 1.2132 | 1.2122 | 1.2112 | 1.2103 | 1.2093 | 1.2083 | 1.2073 | 1.2063 | 1.2053 | 1.2043 | 1.2034 | 1.2024 | 1.2014 | 1.2004 | 1.1994 | 1.1984 | 1.1974 | 1.1964 | 1.1955 | 1.1945 | 1.1935 | 1.1925 | 1.1915 | 1.1905 | 1.1895 | 1.1885 | 1.1876 | 1.1866 | 1.1858 | 1.1849 | 1.1841 | 1.1833 | 1.1825 | 1.1817 | 1.1809 | 1.18 | 1.1792 | 1.1784 | 1.1776 | 1.1768 | 1.176 | 1.1751 | 1.1743 | 1.1735 | 1.1727 | 1.1719 | 1.1711 | 1.1702 | 1.1694 | 1.1686 | 1.1678 | 1.167 | 2.95 | 1.25 | 1.2499 | 1.2474 | 1.2441 | 1.2337 | 1.2103 | 1.1866 | 1.167
| 2.96 | 1.25 | 1.25 | 1.25 | 1.25 | 1.2499 | 1.2499 | 1.2499 | 1.2497 | 1.2495 | 1.2493 | 1.2491 | 1.2489 | 1.2487 | 1.2485 | 1.2483 | 1.2481 | 1.2479 | 1.2477 | 1.2475 | 1.2473 | 1.247 | 1.2468 | 1.2465 | 1.2463 | 1.246 | 1.2458 | 1.2455 | 1.2453 | 1.245 | 1.2448 | 1.2445 | 1.2437 | 1.2428 | 1.242 | 1.2411 | 1.2403 | 1.2394 | 1.2385 | 1.2377 | 1.2368 | 1.236 | 1.2351 | 1.2343 | 1.2333 | 1.2323 | 1.2314 | 1.2304 | 1.2294 | 1.2285 | 1.2275 | 1.2265 | 1.2256 | 1.2246 | 1.2236 | 1.2227 | 1.2217 | 1.2207 | 1.2198 | 1.2188 | 1.2178 | 1.2169 | 1.2159 | 1.2149 | 1.214 | 1.213 | 1.212 | 1.2111 | 1.2101 | 1.2091 | 1.2081 | 1.2072 | 1.2062 | 1.2052 | 1.2042 | 1.2032 | 1.2023 | 1.2013 | 1.2003 | 1.1993 | 1.1983 | 1.1974 | 1.1964 | 1.1954 | 1.1944 | 1.1934 | 1.1925 | 1.1915 | 1.1905 | 1.1895 | 1.1885 | 1.1876 | 1.1868 | 1.186 | 1.1851 | 1.1843 | 1.1835 | 1.1827 | 1.1819 | 1.1811 | 1.1803 | 1.1795 | 1.1787 | 1.1779 | 1.1771 | 1.1763 | 1.1755 | 1.1747 | 1.1738 | 1.173 | 1.1722 | 1.1714 | 1.1706 | 1.1698 | 1.169 | 1.1682 | 2.96 | 1.25 | 1.2499 | 1.2475 | 1.2445 | 1.2343 | 1.2111 | 1.1876 | 1.1682
| 2.97 | 1.25 | 1.25 | 1.25 | 1.25 | 1.25 | 1.2499 | 1.2499 | 1.2497 | 1.2496 | 1.2494 | 1.2492 | 1.249 | 1.2488 | 1.2486 | 1.2484 | 1.2482 | 1.2481 | 1.2479 | 1.2477 | 1.2474 | 1.2472 | 1.247 | 1.2468 | 1.2465 | 1.2463 | 1.2461 | 1.2458 | 1.2456 | 1.2454 | 1.2451 | 1.2449 | 1.2441 | 1.2432 | 1.2424 | 1.2416 | 1.2407 | 1.2399 | 1.239 | 1.2382 | 1.2374 | 1.2365 | 1.2357 | 1.2348 | 1.2339 | 1.2329 | 1.232 | 1.231 | 1.2301 | 1.2291 | 1.2281 | 1.2272 | 1.2262 | 1.2253 | 1.2243 | 1.2234 | 1.2224 | 1.2215 | 1.2205 | 1.2195 | 1.2186 | 1.2176 | 1.2167 | 1.2157 | 1.2148 | 1.2138 | 1.2128 | 1.2119 | 1.2109 | 1.2099 | 1.209 | 1.208 | 1.207 | 1.2061 | 1.2051 | 1.2041 | 1.2031 | 1.2022 | 1.2012 | 1.2002 | 1.1992 | 1.1983 | 1.1973 | 1.1963 | 1.1954 | 1.1944 | 1.1934 | 1.1924 | 1.1915 | 1.1905 | 1.1895 | 1.1886 | 1.1878 | 1.187 | 1.1862 | 1.1854 | 1.1846 | 1.1838 | 1.183 | 1.1822 | 1.1814 | 1.1806 | 1.1798 | 1.179 | 1.1782 | 1.1774 | 1.1766 | 1.1758 | 1.175 | 1.1742 | 1.1734 | 1.1726 | 1.1718 | 1.171 | 1.1702 | 1.1694 | 2.97 | 1.25 | 1.2499 | 1.2477 | 1.2449 | 1.2348 | 1.2119 | 1.1886 | 1.1694
| 2.98 | 1.25 | 1.25 | 1.25 | 1.25 | 1.25 | 1.25 | 1.25 | 1.2498 | 1.2496 | 1.2494 | 1.2492 | 1.2491 | 1.2489 | 1.2487 | 1.2485 | 1.2484 | 1.2482 | 1.248 | 1.2478 | 1.2476 | 1.2474 | 1.2472 | 1.247 | 1.2468 | 1.2466 | 1.2463 | 1.2461 | 1.2459 | 1.2457 | 1.2455 | 1.2453 | 1.2445 | 1.2436 | 1.2428 | 1.242 | 1.2412 | 1.2404 | 1.2395 | 1.2387 | 1.2379 | 1.2371 | 1.2363 | 1.2354 | 1.2345 | 1.2335 | 1.2326 | 1.2316 | 1.2307 | 1.2297 | 1.2288 | 1.2279 | 1.2269 | 1.226 | 1.225 | 1.2241 | 1.2231 | 1.2222 | 1.2212 | 1.2203 | 1.2193 | 1.2184 | 1.2174 | 1.2165 | 1.2155 | 1.2146 | 1.2136 | 1.2127 | 1.2117 | 1.2108 | 1.2098 | 1.2088 | 1.2079 | 1.2069 | 1.2059 | 1.205 | 1.204 | 1.2031 | 1.2021 | 1.2011 | 1.2002 | 1.1992 | 1.1982 | 1.1973 | 1.1963 | 1.1953 | 1.1944 | 1.1934 | 1.1924 | 1.1915 | 1.1905 | 1.1896 | 1.1888 | 1.188 | 1.1872 | 1.1864 | 1.1856 | 1.1848 | 1.184 | 1.1832 | 1.1825 | 1.1817 | 1.1809 | 1.1801 | 1.1793 | 1.1785 | 1.1777 | 1.1769 | 1.1761 | 1.1754 | 1.1746 | 1.1738 | 1.173 | 1.1722 | 1.1714 | 1.1706 | 2.98 | 1.25 | 1.25 | 1.2478 | 1.2453 | 1.2354 | 1.2127 | 1.1896 | 1.1706
| 2.99 | 1.25 | 1.25 | 1.25 | 1.25 | 1.25 | 1.25 | 1.25 | 1.2498 | 1.2496 | 1.2495 | 1.2493 | 1.2491 | 1.249 | 1.2488 | 1.2486 | 1.2485 | 1.2483 | 1.2481 | 1.248 | 1.2478 | 1.2476 | 1.2474 | 1.2472 | 1.247 | 1.2468 | 1.2466 | 1.2464 | 1.2462 | 1.2461 | 1.2459 | 1.2457 | 1.2449 | 1.2441 | 1.2433 | 1.2424 | 1.2416 | 1.2408 | 1.24 | 1.2392 | 1.2384 | 1.2376 | 1.2368 | 1.236 | 1.2351 | 1.2341 | 1.2332 | 1.2323 | 1.2313 | 1.2304 | 1.2294 | 1.2285 | 1.2276 | 1.2266 | 1.2257 | 1.2248 | 1.2238 | 1.2229 | 1.2219 | 1.221 | 1.2201 | 1.2191 | 1.2182 | 1.2172 | 1.2163 | 1.2154 | 1.2144 | 1.2135 | 1.2125 | 1.2116 | 1.2106 | 1.2097 | 1.2087 | 1.2078 | 1.2068 | 1.2058 | 1.2049 | 1.2039 | 1.203 | 1.202 | 1.2011 | 1.2001 | 1.1992 | 1.1982 | 1.1972 | 1.1963 | 1.1953 | 1.1944 | 1.1934 | 1.1925 | 1.1915 | 1.1906 | 1.1898 | 1.189 | 1.1882 | 1.1874 | 1.1867 | 1.1859 | 1.1851 | 1.1843 | 1.1835 | 1.1828 | 1.182 | 1.1812 | 1.1804 | 1.1796 | 1.1789 | 1.1781 | 1.1773 | 1.1765 | 1.1757 | 1.175 | 1.1742 | 1.1734 | 1.1726 | 1.1718 | 2.99 | 1.25 | 1.25 | 1.248 | 1.2457 | 1.236 | 1.2135 | 1.1906 | 1.1718
| 3 | 1.25 | 1.25 | 1.25 | 1.25 | 1.25 | 1.25 | 1.25 | 1.2498 | 1.2497 | 1.2495 | 1.2494 | 1.2492 | 1.2491 | 1.2489 | 1.2487 | 1.2486 | 1.2484 | 1.2483 | 1.2481 | 1.2479 | 1.2478 | 1.2476 | 1.2474 | 1.2473 | 1.2471 | 1.2469 | 1.2467 | 1.2466 | 1.2464 | 1.2462 | 1.246 | 1.2453 | 1.2445 | 1.2437 | 1.2429 | 1.2421 | 1.2413 | 1.2405 | 1.2397 | 1.239 | 1.2382 | 1.2374 | 1.2366 | 1.2357 | 1.2347 | 1.2338 | 1.2329 | 1.232 | 1.231 | 1.2301 | 1.2292 | 1.2282 | 1.2273 | 1.2264 | 1.2255 | 1.2245 | 1.2236 | 1.2227 | 1.2217 | 1.2208 | 1.2199 | 1.2189 | 1.218 | 1.2171 | 1.2162 | 1.2152 | 1.2143 | 1.2134 | 1.2124 | 1.2115 | 1.2105 | 1.2096 | 1.2086 | 1.2077 | 1.2067 | 1.2058 | 1.2048 | 1.2039 | 1.2029 | 1.202 | 1.201 | 1.2001 | 1.1991 | 1.1982 | 1.1972 | 1.1963 | 1.1953 | 1.1944 | 1.1934 | 1.1925 | 1.1916 | 1.1908 | 1.19 | 1.1892 | 1.1885 | 1.1877 | 1.1869 | 1.1862 | 1.1854 | 1.1846 | 1.1838 | 1.1831 | 1.1823 | 1.1815 | 1.1808 | 1.18 | 1.1792 | 1.1785 | 1.1777 | 1.1769 | 1.1761 | 1.1754 | 1.1746 | 1.1738 | 1.1731 | 3 | 1.25 | 1.25 | 1.2481 | 1.246 | 1.2366 | 1.2143 | 1.1916 | 1.1731
Original BMPDM "Percent Capture" Curves.

## _Ref County (hidden)
Approximate Annual Load Reductions (Reference Only)
Category | Description |  | i | ii | iii | iv | v | vi | vii | viii | ix | x | Units
Impacted Conditions | Drainage Basin ID or Name |  | - | - | - | - | - | - | - | - | - | - | name
| 85% Rainfall |  | - | - | - | - | - | - | - | - | - | - | in
| Total Basin Area |  | - | - | - | - | - | - | - | - | - | - | ft2
| Number of Annual Rainall Events | [11 empty] | #
| Percentage "Agriculture" | 0.1 | [10 empty] | %
| Percentage "Commercial" | 0.8 | [10 empty] | %
| Percentage "Education" | 0.5 | [10 empty] | %
| Percentage "Industrial" | 0.9 | [10 empty] | %
| Percentage "Multi-Family Residential" | 0.9 | [10 empty] | %
| Percentage "Orchard" | 0.1 | [10 empty] | %
| Percentage "Rural Residential" | 0.3 | [10 empty] | %
| Percentage "Single Family Residential" | 0.9 | [10 empty] | %
| Percentage "Transportation" | 0.9 | [10 empty] | %
| Percentage "Vacant/Open Space" | 0.1 | [10 empty] | %
| Percentage "Water" | 0 | [10 empty] | %
| Total Percentage of Above Land Uses |  | 0% | 0% | 0% | 0% | 0% | 0% | 0% | 0% | 0% | 0% | %
| Annual Rainfall Volume |  | 0 | 0 | 0 | 0 | 0 | 0 | 0 | 0 | 0 | 0 | ft3
| Impacted Runoff Coefficient |  | 0 | 0 | 0 | 0 | 0 | 0 | 0 | 0 | 0 | 0 | unitless
| Impacted Annual Runoff Volume |  | 0 | 0 | 0 | 0 | 0 | 0 | 0 | 0 | 0 | 0 | ft3
| Average TSS Conc |  | 0 | 0 | 0 | 0 | 0 | 0 | 0 | 0 | 0 | 0 | mg/L
| Average TP Conc |  | 0 | 0 | 0 | 0 | 0 | 0 | 0 | 0 | 0 | 0 | mg/L
| Average TN Conc |  | 0 | 0 | 0 | 0 | 0 | 0 | 0 | 0 | 0 | 0 | mg/L
| Average TCu Conc |  | 0 | 0 | 0 | 0 | 0 | 0 | 0 | 0 | 0 | 0 | ug/L
| Average TPb Conc |  | 0 | 0 | 0 | 0 | 0 | 0 | 0 | 0 | 0 | 0 | ug/L
| Average TZn Conc |  | 0 | 0 | 0 | 0 | 0 | 0 | 0 | 0 | 0 | 0 | ug/L
| Average FC Conc |  | 0 | 0 | 0 | 0 | 0 | 0 | 0 | 0 | 0 | 0 | #/100mL
| Annual TSS Load |  | 0 | 0 | 0 | 0 | 0 | 0 | 0 | 0 | 0 | 0 | lbs/year
| Annual TP Load |  | 0 | 0 | 0 | 0 | 0 | 0 | 0 | 0 | 0 | 0 | lbs/year
| Annual TN Load |  | 0 | 0 | 0 | 0 | 0 | 0 | 0 | 0 | 0 | 0 | lbs/year
| Annual TCu Load |  | 0 | 0 | 0 | 0 | 0 | 0 | 0 | 0 | 0 | 0 | lbs/year
| Annual TPb Load |  | 0 | 0 | 0 | 0 | 0 | 0 | 0 | 0 | 0 | 0 | lbs/year
| Annual TZn Load |  | 0 | 0 | 0 | 0 | 0 | 0 | 0 | 0 | 0 | 0 | lbs/year
| Annual FC Load |  | 0 | 0 | 0 | 0 | 0 | 0 | 0 | 0 | 0 | 0 | Bil/year
Retention | DCV Retained |  | 0 | 0 | 0 | 0 | 0 | 0 | 0 | 0 | 0 | 0 | ratio
| Percentage of Annual Runoff Retained |  | - | - | - | - | - | - | - | - | - | - | %
| Total Annual Retention Volume |  | 0 | 0 | 0 | 0 | 0 | 0 | 0 | 0 | 0 | 0 | ft3/yr
Biofiltration | Annual Volume Delivered to Biofilter |  | 0 | 0 | 0 | 0 | 0 | 0 | 0 | 0 | 0 | 0 | ft3/yr
| Performance Standard of Biofilter |  | 0 | 0 | 0 | 0 | 0 | 0 | 0 | 0 | 0 | 0 | ratio
| Total Annual Volume Biofiltered |  | 0 | 0 | 0 | 0 | 0 | 0 | 0 | 0 | 0 | 0 | ft3/yr
Performance | Average BMP Efficacy |  | 0% | 0% | 0% | 0% | 0% | 0% | 0% | 0% | 0% | 0% | %
| Annual TSS Load Reduction |  | 0 | 0 | 0 | 0 | 0 | 0 | 0 | 0 | 0 | 0 | lbs/year
| Annual TP Load Reduction |  | 0 | 0 | 0 | 0 | 0 | 0 | 0 | 0 | 0 | 0 | lbs/year
| Annual TN Load Reduction |  | 0 | 0 | 0 | 0 | 0 | 0 | 0 | 0 | 0 | 0 | lbs/year
| Annual TCu Load Reduction |  | 0 | 0 | 0 | 0 | 0 | 0 | 0 | 0 | 0 | 0 | lbs/year
| Annual TPb Load Reduction |  | 0 | 0 | 0 | 0 | 0 | 0 | 0 | 0 | 0 | 0 | lbs/year
| Annual TZn Load Reduction |  | 0 | 0 | 0 | 0 | 0 | 0 | 0 | 0 | 0 | 0 | lbs/year
| Annual FC Load Reduction |  | 0 | 0 | 0 | 0 | 0 | 0 | 0 | 0 | 0 | 0 | Bil/year
Land Use Designation | 1. EMC Values for WQE Pollutants of Concern
| TSS | TP | TN | Tcu | TPb | TZn | FC
| mg/L | mg/L | mg/L | ug/L | ug/L | ug/L | #/100mL
Agriculture | 999.2 | 3.34 | 43.37 | 100.1 | 30.2 | 274.8 | 60300
Commercial | 127.68 | 0.32 | 5.2 | 54.84 | 14.4 | 483.7 | 51600
Education | 132.11 | 0.46 | 2.72 | 12.02 | 7.43 | 174.1 | 2148
Industrial | 125.18 | 0.45 | 4.34 | 53.54 | 20.52 | 428.39 | 26703
Multi Family Residential | 39.9 | 0.23 | 3.81 | 12.1 | 4.5 | 125.1 | 11800
Orchard | 252.64 | 0.36 | 28.46 | 100.1 | 30.2 | 274.8 | 1344
Rural Residential | 2523.76 | 1.59 | 4.26 | 8.36 | 21.38 | 39.19 | 6684
Single Family Residential | 123.41 | 0.49 | 4.58 | 25.96 | 13.03 | 153.29 | 35557
Transportation | 77.8 | 0.68 | 2.95 | 52.2 | 9.2 | 292.9 | 1680
Vacant / Open Space | 216.6 | 0.12 | 2.24 | 10.6 | 3 | 26.3 | 484
Water | 0 | 0 | 0 | 0 | 0 | 0 | 0
Note on B6: Assume 20 events/yr